## avail_fleet_registry
unit_id | name | technology | palier | capacity_mw | cooling | basin | commissioning_year | closure_year | scenario
17W100P100P03647 | PROVENCE 4 BIOMASSE | biomass |  | 9 | none |  |  |  | reference
17W100P100P03655 | PROVENCE 4 BIOMASSE | biomass |  | 164 | none |  |  |  | reference
17W100P100P0014Y | BLENOD 3 | coal |  | 249 | tower |  |  |  | reference
17W100P100P0015W | BLENOD 4 | coal |  | 219 | tower |  |  |  | reference
17W100P100P0016U | BOUCHAIN 1 | coal |  | 252 | tower |  |  |  | reference
17W100P100P0017S | CORDEMAIS 4 | coal |  | 591 | tower |  |  |  | reference
17W100P100P0018Q | CORDEMAIS 5 | coal |  | 594 | tower |  |  |  | reference
17W100P100P0023X | HAVRE 4 | coal |  | 612 | tower |  |  |  | reference
17W100P100P0024V | MAXE 1 | coal |  | 249 | tower |  |  |  | reference
17W100P100P0025T | MAXE 2 | coal |  | 234 | tower |  |  |  | reference
17W100P100P0009R | PROVENCE 5 | coal |  | 601 | tower |  |  |  | reference
17W100P100P0005Z | SAINT AVOLD 6 | coal |  | 594 | tower |  |  |  | reference
17W100P100P0026R | VITRY 3 | coal |  | 247 | tower |  |  |  | reference
17W100P100P0027P | VITRY 4 | coal |  | 254 | tower |  |  |  | reference
17W100P100P03477 | AMFARD14 | gas |  | 379 | tower |  |  |  | reference
17W100P100P03485 | AMFARD15 | gas |  | 394 | tower |  |  |  | reference
17W100P100P0173E | BLENOD 5 | gas |  | 441 | tower |  |  |  | reference
17W100P100P01768 | BOUCHAIN 7 | gas |  | 1532 | tower |  |  |  | reference
17W000001468589Y | COGENERATION NORMANDIE TRAIN14 | gas |  | 128 | tower |  |  |  | reference
17W000001468590C | COGENERATION NORMANDIE TRAIN15 | gas |  | 122 | tower |  |  |  | reference
17W100P100P01679 | COMBIGOLFE CCG | gas |  | 468 | tower |  |  |  | reference
17W000001418626A | CPCU-CogeVitry–GP | gas |  | 136 | tower |  |  |  | reference
17W0000014186456 | CPCU-StOuen-GP | gas |  | 117 | tower |  |  |  | reference
17W100P100P01687 | CYCOFOS | gas |  | 2 | tower |  |  |  | reference
17W100P100P03388 | CYCOFOS PL1 | gas |  | 440 | tower |  |  |  | reference
17W100P100P00123 | Croix-de-Metz | gas |  | 452 | tower |  |  |  | reference
17W100P100P01695 | DK6 1 | gas |  | 388 | tower |  |  |  | reference
17W100P100P0170K | DK6 2 | gas |  | 388 | tower |  |  |  | reference
17W100P100P0330O | DK6-TG1 | gas |  | 196 | tower |  |  |  | reference
17W100P100P0332K | DK6-TG2 | gas |  | 179 | tower |  |  |  | reference
17W100P100P0331M | DK6-TV1 | gas |  | 620 | tower |  |  |  | reference
17W100P100P0333I | DK6-TV2 | gas |  | 664 | tower |  |  |  | reference
17W100P100P00122 | FR-GA-MORANT1 | gas |  | 434 | tower |  |  |  | reference
17W000001023725I | FR_LANDIVISIAUGU | gas |  | 444 | tower |  |  |  | reference
17W100P100P0037M | GENNEVILLIERS 1 | gas |  | 238 | tower |  |  |  | reference
17W100P100P0174C | MARTIGUES PONTEAU 5 | gas |  | 486 | tower |  |  |  | reference
17W100P100P0175A | MARTIGUES PONTEAU 6 | gas |  | 488 | tower |  |  |  | reference
17W100P100P00016 | Pont-sur-Sambre | gas |  | 487 | tower |  |  |  | reference
17W100P100P00105 | SAINT AVOLD 7 | gas |  | 445 | tower |  |  |  | reference
17W100P100P00113 | SAINT AVOLD 8 | gas |  | 453 | tower |  |  |  | reference
17W100P100P0171I | SPEM CCG | gas |  | 460 | tower |  |  |  | reference
17W100P100P0056I | CHEYLAS 1 | hydro_pumped |  | 248 | none |  |  |  | reference
17W100P100P0057G | CHEYLAS 2 | hydro_pumped |  | 615 | none |  |  |  | reference
17W100P100P20746 | COCHE 5 | hydro_pumped |  | 237 | none |  |  |  | reference
17W100P100P0059C | GRAND MAISON 1 | hydro_pumped |  | 146 | none |  |  |  | reference
17W100P100P0058E | GRAND MAISON 10 | hydro_pumped |  | 600 | none |  |  |  | reference
17W100P100P0060R | GRAND MAISON 11 | hydro_pumped |  | 171 | none |  |  |  | reference
17W100P100P0062N | GRAND MAISON 12 | hydro_pumped |  | 302 | none |  |  |  | reference
17W100P100P0061P | GRAND MAISON 2 | hydro_pumped |  | 145 | none |  |  |  | reference
17W100P100P0063L | GRAND MAISON 3 | hydro_pumped |  | 146 | none |  |  |  | reference
17W100P100P0064J | GRAND MAISON 4 | hydro_pumped |  | 146 | none |  |  |  | reference
17W100P100P0065H | GRAND MAISON 5 | hydro_pumped |  | 143 | none |  |  |  | reference
17W100P100P0066F | GRAND MAISON 6 | hydro_pumped |  | 146 | none |  |  |  | reference
17W100P100P0067D | GRAND MAISON 7 | hydro_pumped |  | 148 | none |  |  |  | reference
17W100P100P0068B | GRAND MAISON 8 | hydro_pumped |  | 147 | none |  |  |  | reference
17W100P100P00699 | GRAND MAISON 9 | hydro_pumped |  | 286 | none |  |  |  | reference
17W100P100P0071M | MONTEZIC 1 | hydro_pumped |  | 224 | none |  |  |  | reference
17W100P100P0072K | MONTEZIC 2 | hydro_pumped |  | 236 | none |  |  |  | reference
17W100P100P0073I | MONTEZIC 3 | hydro_pumped |  | 233 | none |  |  |  | reference
17W100P100P0074G | MONTEZIC 4 | hydro_pumped |  | 220 | none |  |  |  | reference
17W100P100P0076C | REVIN 1 | hydro_pumped |  | 438 | none |  |  |  | reference
17W100P100P0077A | REVIN 2 | hydro_pumped |  | 436 | none |  |  |  | reference
17W100P100P00788 | REVIN 3 | hydro_pumped |  | 375 | none |  |  |  | reference
17W100P100P00796 | REVIN 4 | hydro_pumped |  | 191 | none |  |  |  | reference
17W100P100P0082H | SUPER BISSORTE 1 | hydro_pumped |  | 153 | none |  |  |  | reference
17W100P100P0083F | SUPER BISSORTE 2 | hydro_pumped |  | 381 | none |  |  |  | reference
17W100P100P0084D | SUPER BISSORTE 3 | hydro_pumped |  | 157 | none |  |  |  | reference
17W100P100P0085B | SUPER BISSORTE 4 | hydro_pumped |  | 154 | none |  |  |  | reference
17W100P100P00869 | SUPER BISSORTE 5 | hydro_pumped |  | 292 | none |  |  |  | reference
17W100P100P0051S | AIGLE 6 | hydro_reservoir |  | 128 | none |  |  |  | reference
17W100P100P03566 | BATHIE 1 | hydro_reservoir |  | 99 | none |  |  |  | reference
17W100P100P03574 | BATHIE 2 | hydro_reservoir |  | 101 | none |  |  |  | reference
17W100P100P03582 | BATHIE 3 | hydro_reservoir |  | 100 | none |  |  |  | reference
17W100P100P03590 | BATHIE 4 | hydro_reservoir |  | 101 | none |  |  |  | reference
17W100P100P0360F | BATHIE 5 | hydro_reservoir |  | 100 | none |  |  |  | reference
17W100P100P0361D | BATHIE 6 | hydro_reservoir |  | 101 | none |  |  |  | reference
17W100P100P0052Q | BORT 1 | hydro_reservoir |  | 112 | none |  |  |  | reference
17W100P100P0054M | BORT 2 | hydro_reservoir |  | 114 | none |  |  |  | reference
17W100P100P0055K | BROMMAT 7 | hydro_reservoir |  | 237 | none |  |  |  | reference
17W100P100P00893 | COMBE D'AVRIEUX 1 | hydro_reservoir |  | 127 | none |  |  |  | reference
17W100P100P0075E | POUGET 4 | hydro_reservoir |  | 268 | none |  |  |  | reference
17W100P100P0080L | SISTERON 1 | hydro_reservoir |  | 137 | none |  |  |  | reference
17W100P100P0081J | SISTERON 2 | hydro_reservoir |  | 274 | none |  |  |  | reference
17W100P100P00877 | VILLARODIN 1 | hydro_reservoir |  | 180 | none |  |  |  | reference
17W100P100P00885 | VILLARODIN 2 | hydro_reservoir |  | 180 | none |  |  |  | reference
17W100P100P0172G | CHASTANG (LE) 1 | hydro_ror |  | 86 | none |  |  |  | reference
17W100P100P0049F | CHASTANG 2 | hydro_ror |  | 96 | none |  |  |  | reference
17W100P100P0050U | CHASTANG 3 | hydro_ror |  | 102 | none |  |  |  | reference
17W100P100P0166B | FR_SAINT-PIERRE | hydro_ror |  | 116 | none |  |  |  | reference
17W100P100P0090I | BELLEVILLE 1 | nuclear | P'4 | 6998 | river | Loire | 1987 |  | reference
17W100P100P0091G | BELLEVILLE 2 | nuclear | P'4 | 3766 | river | Loire | 1987 |  | reference
17W100P100P0092E | BLAYAIS 1 | nuclear | CPY | 2696 | estuary | Gironde | 1981 |  | reference
17W100P100P0093C | BLAYAIS 2 | nuclear | CPY | 5226 | estuary | Gironde | 1981 |  | reference
17W100P100P0094A | BLAYAIS 3 | nuclear | CPY | 5177 | estuary | Gironde | 1981 |  | reference
17W100P100P00958 | BLAYAIS 4 | nuclear | CPY | 4465 | estuary | Gironde | 1981 |  | reference
17W100P100P00966 | BUGEY 2 | nuclear | CP0 | 5000 | river | Rhône | 1978 |  | reference
17W100P100P00974 | BUGEY 3 | nuclear | CP0 | 4952 | river | Rhône | 1978 |  | reference
17W100P100P00982 | BUGEY 4 | nuclear | CP0 | 914 | river | Rhône | 1978 |  | reference
17W100P100P01004 | BUGEY 5 | nuclear | CP0 | 4816 | river | Rhône | 1978 |  | reference
17W100P100P01012 | CATTENOM 1 | nuclear | P'4 | 32470 | river | Moselle | 1986 |  | reference
17W100P100P0103Z | CATTENOM 2 | nuclear | P'4 | 6916 | river | Moselle | 1986 |  | reference
17W100P100P0104X | CATTENOM 3 | nuclear | P'4 | 1321 | river | Moselle | 1986 |  | reference
17W100P100P0105V | CATTENOM 4 | nuclear | P'4 | 7070 | river | Moselle | 1986 |  | reference
17W100P100P0106T | CHINON 1 | nuclear | CPY | 4070 | river | Loire | 1984 |  | reference
17W100P100P0107R | CHINON 2 | nuclear | CPY | 2628 | river | Loire | 1984 |  | reference
17W100P100P0108P | CHINON 3 | nuclear | CPY | 3102 | river | Loire | 1984 |  | reference
17W100P100P0109N | CHINON 4 | nuclear | CPY | 4916 | river | Loire | 1984 |  | reference
17W100P100P01101 | CHOOZ 1 | nuclear | N4 | 1525 | river | Meuse | 1996 |  | reference
17W100P100P0112Y | CHOOZ 2 | nuclear | N4 | 1752 | river | Meuse | 1996 |  | reference
17W100P100P0113W | CIVAUX 1 | nuclear | N4 | 1529 | river | Vienne | 1997 |  | reference
17W100P100P0114U | CIVAUX 2 | nuclear | N4 | 1527 | river | Vienne | 1997 |  | reference
17W100P100P0115S | CRUAS 1 | nuclear | CPY | 2939 | river | Rhône | 1984 |  | reference
17W100P100P0116Q | CRUAS 2 | nuclear | CPY | 2660 | river | Rhône | 1984 |  | reference
17W100P100P0118M | CRUAS 3 | nuclear | CPY | 4914 | river | Rhône | 1984 |  | reference
17W100P100P0119K | CRUAS 4 | nuclear | CPY | 4922 | river | Rhône | 1984 |  | reference
17W100P100P0120Z | DAMPIERRE 1 | nuclear | CPY | 4530 | river | Loire | 1980 |  | reference
17W100P100P0121X | DAMPIERRE 2 | nuclear | CPY | 5055 | river | Loire | 1980 |  | reference
17W100P100P0122V | DAMPIERRE 3 | nuclear | CPY | 2931 | river | Loire | 1980 |  | reference
17W100P100P0123T | DAMPIERRE 4 | nuclear | CPY | 1390 | river | Loire | 1980 |  | reference
17W100P100P0124R | FESSENHEIM 1 | nuclear |  | 874 | unknown |  |  |  | reference
17W100P100P0125P | FESSENHEIM 2 | nuclear |  | 881 | unknown |  |  |  | reference
17W100P100P0126N | FLAMANVILLE 1 | nuclear | P4 | 1435 | sea | Channel | 1986 |  | reference
17W100P100P0127L | FLAMANVILLE 2 | nuclear | P4 | 3158 | sea | Channel | 1986 |  | reference
17W100P100P03639 | FLAMANVILLE 3 | nuclear | EPR | 1599 | sea | Channel | 2024 |  | reference
17W100P100P0128J | GOLFECH 1 | nuclear | P'4 | 1319 | river | Garonne | 1990 |  | reference
17W100P100P0129H | GOLFECH 2 | nuclear | P'4 | 6888 | river | Garonne | 1990 |  | reference
17W100P100P0130W | GRAVELINES 1 | nuclear | CPY | 4692 | sea | NorthSea | 1980 |  | reference
17W100P100P0131U | GRAVELINES 2 | nuclear | CPY | 4975 | sea | NorthSea | 1980 |  | reference
17W100P100P0132S | GRAVELINES 3 | nuclear | CPY | 4952 | sea | NorthSea | 1980 |  | reference
17W100P100P0133Q | GRAVELINES 4 | nuclear | CPY | 2936 | sea | NorthSea | 1980 |  | reference
17W100P100P0135M | GRAVELINES 5 | nuclear | CPY | 4908 | sea | NorthSea | 1980 |  | reference
17W100P100P0136K | GRAVELINES 6 | nuclear | CPY | 4248 | sea | NorthSea | 1980 |  | reference
17W100P100P0137I | NOGENT 1 | nuclear | P'4 | 6540 | river | Seine | 1987 |  | reference
17W100P100P0138G | NOGENT 2 | nuclear | P'4 | 6466 | river | Seine | 1987 |  | reference
17W100P100P0139E | PALUEL 1 | nuclear | P4 | 6582 | sea | Channel | 1984 |  | reference
17W100P100P0140T | PALUEL 2 | nuclear | P4 | 5658 | sea | Channel | 1984 |  | reference
17W100P100P0141R | PALUEL 3 | nuclear | P4 | 6482 | sea | Channel | 1984 |  | reference
17W100P100P0142P | PALUEL 4 | nuclear | P4 | 5162 | sea | Channel | 1984 |  | reference
17W100P100P0143N | PENLY 1 | nuclear | P'4 | 1342 | sea | Channel | 1990 |  | reference
17W100P100P0144L | PENLY 2 | nuclear | P'4 | 2332 | sea | Channel | 1990 |  | reference
17W100P100P0145J | ST ALBAN 1 | nuclear |  | 6924 | unknown |  |  |  | reference
17W100P100P0146H | ST ALBAN 2 | nuclear |  | 7092 | unknown |  |  |  | reference
17W100P100P0147F | ST LAURENT 1 | nuclear |  | 4889 | unknown |  |  |  | reference
17W100P100P0148D | ST LAURENT 2 | nuclear |  | 4018 | unknown |  |  |  | reference
17W100P100P0149B | TRICASTIN 1 | nuclear | CPY | 2853 | river | Rhône | 1980 |  | reference
17W100P100P0150Q | TRICASTIN 2 | nuclear | CPY | 949 | river | Rhône | 1980 |  | reference
17W100P100P0152M | TRICASTIN 3 | nuclear | CPY | 5076 | river | Rhône | 1980 |  | reference
17W100P100P0153K | TRICASTIN 4 | nuclear | CPY | 1936 | river | Rhône | 1980 |  | reference
17W100P100P0028N | ARAMON 1 | oil |  | 673 | none |  |  |  | reference
17W100P100P0029L | ARAMON 2 | oil |  | 656 | none |  |  |  | reference
17W100P100P0031Y | ARRIGHI 1 | oil |  | 196 | none |  |  |  | reference
17W100P100P0032W | ARRIGHI 2 | oil |  | 21978 | none |  |  |  | reference
17W100P100P02578 | BRENNILIS 1 | oil |  | 94 | none |  |  |  | reference
17W100P100P02594 | BRENNILIS 2 | oil |  | 90 | none |  |  |  | reference
17W100P100P0033U | BRENNILIS 3 | oil |  | 131 | none |  |  |  | reference
17W100P100P0034S | CORDEMAIS 2 | oil |  | 648 | none |  |  |  | reference
17W100P100P0035Q | CORDEMAIS 3 | oil |  | 679 | none |  |  |  | reference
17W100P100P0262F | DIRINON 1 | oil |  | 92 | none |  |  |  | reference
17W100P100P0264B | DIRINON 2 | oil |  | 90 | none |  |  |  | reference
17W100P100P0040X | MONTEREAU 5 | oil |  | 189 | none |  |  |  | reference
17W100P100P0041V | MONTEREAU 6 | oil |  | 188 | none |  |  |  | reference
17W100P100P0042T | PORCHEVILLE 1 | oil |  | 547 | none |  |  |  | reference
17W100P100P0043R | PORCHEVILLE 2 | oil |  | 578 | none |  |  |  | reference
17W100P100P0044P | PORCHEVILLE 3 | oil |  | 534 | none |  |  |  | reference
17W100P100P0045N | PORCHEVILLE 4 | oil |  | 579 | none |  |  |  | reference
17W100P100P0046L | VAIRES 1 | oil |  | 196 | none |  |  |  | reference
17W100P100P0047J | VAIRES 2 | oil |  | 203 | none |  |  |  | reference
17W100P100P0048H | VAIRES 3 | oil |  | 202 | none |  |  |  | reference

## avail_planned_outage_params
key | variable | value | text | scenario
CP0 | cycle_months | 12 |  | reference
CP0 | vd_period_years | 10 |  | reference
CP0 | asr_mean_days | 45 |  | reference
CP0 | vp_mean_days | 85 |  | reference
CP0 | vd_mean_days | 180 |  | reference
CP0 | overrun_lognorm_mu | 2.4 |  | reference
CP0 | overrun_lognorm_sigma | 0.7 |  | reference
CP0 | max_simultaneous | 4 |  | reference
CPY | cycle_months | 12 |  | reference
CPY | vd_period_years | 10 |  | reference
CPY | asr_mean_days | 45 |  | reference
CPY | vp_mean_days | 85 |  | reference
CPY | vd_mean_days | 180 |  | reference
CPY | overrun_lognorm_mu | 2.4 |  | reference
CPY | overrun_lognorm_sigma | 0.7 |  | reference
CPY | max_simultaneous | 4 |  | reference
P4 | cycle_months | 18 |  | reference
P4 | vd_period_years | 10 |  | reference
P4 | asr_mean_days | 45 |  | reference
P4 | vp_mean_days | 85 |  | reference
P4 | vd_mean_days | 180 |  | reference
P4 | overrun_lognorm_mu | 2.4 |  | reference
P4 | overrun_lognorm_sigma | 0.7 |  | reference
P4 | max_simultaneous | 4 |  | reference
P'4 | cycle_months | 18 |  | reference
P'4 | vd_period_years | 10 |  | reference
P'4 | asr_mean_days | 45 |  | reference
P'4 | vp_mean_days | 85 |  | reference
P'4 | vd_mean_days | 180 |  | reference
P'4 | overrun_lognorm_mu | 2.4 |  | reference
P'4 | overrun_lognorm_sigma | 0.7 |  | reference
P'4 | max_simultaneous | 4 |  | reference
N4 | cycle_months | 18 |  | reference
N4 | vd_period_years | 10 |  | reference
N4 | asr_mean_days | 45 |  | reference
N4 | vp_mean_days | 85 |  | reference
N4 | vd_mean_days | 180 |  | reference
N4 | overrun_lognorm_mu | 2.4 |  | reference
N4 | overrun_lognorm_sigma | 0.7 |  | reference
N4 | max_simultaneous | 4 |  | reference
EPR | cycle_months | 18 |  | reference
EPR | vd_period_years | 10 |  | reference
EPR | asr_mean_days | 45 |  | reference
EPR | vp_mean_days | 85 |  | reference
EPR | vd_mean_days | 180 |  | reference
EPR | overrun_lognorm_mu | 2.4 |  | reference
EPR | overrun_lognorm_sigma | 0.7 |  | reference
EPR | max_simultaneous | 4 |  | reference
nuclear | month_weight_01 | 0.3 |  | reference
nuclear | month_weight_02 | 0.3 |  | reference
nuclear | month_weight_03 | 0.6 |  | reference
nuclear | month_weight_04 | 1.3 |  | reference
nuclear | month_weight_05 | 1.5 |  | reference
nuclear | month_weight_06 | 1.5 |  | reference
nuclear | month_weight_07 | 1.4 |  | reference
nuclear | month_weight_08 | 1.4 |  | reference
nuclear | month_weight_09 | 1.3 |  | reference
nuclear | month_weight_10 | 0.7 |  | reference
nuclear | month_weight_11 | 0.4 |  | reference
nuclear | month_weight_12 | 0.3 |  | reference
nuclear | max_simultaneous_fleet | 22 |  | reference
thermal | maint_mean_days | 21 |  | reference
thermal | maint_period_years | 2 |  | reference

## avail_forced_outage_params
key | variable | value | text | scenario
nuclear | freq_per_unit_year | 3 |  | reference
nuclear | dur_lognorm_mu | 2.3 |  | reference
nuclear | dur_lognorm_sigma | 0.9 |  | reference
nuclear | derating_share | 0.15 |  | reference
nuclear | trend_slope_pct_yr | 0.5 |  | reference
nuclear | user_correction_pct | 0 |  | reference
nuclear | age_creep_pct_yr | 0.3 |  | reference
gas | freq_per_unit_year | 4 |  | reference
gas | dur_lognorm_mu | 1.8 |  | reference
gas | dur_lognorm_sigma | 1 |  | reference
gas | derating_share | 0.2 |  | reference
gas | trend_slope_pct_yr | 0.5 |  | reference
gas | user_correction_pct | 0 |  | reference
gas | age_creep_pct_yr | 0.3 |  | reference
coal | freq_per_unit_year | 5 |  | reference
coal | dur_lognorm_mu | 1.9 |  | reference
coal | dur_lognorm_sigma | 1 |  | reference
coal | derating_share | 0.2 |  | reference
coal | trend_slope_pct_yr | 0.5 |  | reference
coal | user_correction_pct | 0 |  | reference
coal | age_creep_pct_yr | 0.3 |  | reference
oil | freq_per_unit_year | 4 |  | reference
oil | dur_lognorm_mu | 1.7 |  | reference
oil | dur_lognorm_sigma | 1 |  | reference
oil | derating_share | 0.2 |  | reference
oil | trend_slope_pct_yr | 0.5 |  | reference
oil | user_correction_pct | 0 |  | reference
oil | age_creep_pct_yr | 0.3 |  | reference
biomass | freq_per_unit_year | 5 |  | reference
biomass | dur_lognorm_mu | 1.8 |  | reference
biomass | dur_lognorm_sigma | 1 |  | reference
biomass | derating_share | 0.15 |  | reference
biomass | trend_slope_pct_yr | 0.5 |  | reference
biomass | user_correction_pct | 0 |  | reference
biomass | age_creep_pct_yr | 0.3 |  | reference
hydro_reservoir | freq_per_unit_year | 1.5 |  | reference
hydro_reservoir | dur_lognorm_mu | 1.5 |  | reference
hydro_reservoir | dur_lognorm_sigma | 0.9 |  | reference
hydro_reservoir | derating_share | 0.1 |  | reference
hydro_reservoir | trend_slope_pct_yr | 0.5 |  | reference
hydro_reservoir | user_correction_pct | 0 |  | reference
hydro_reservoir | age_creep_pct_yr | 0.3 |  | reference
hydro_pumped | freq_per_unit_year | 2 |  | reference
hydro_pumped | dur_lognorm_mu | 1.5 |  | reference
hydro_pumped | dur_lognorm_sigma | 0.9 |  | reference
hydro_pumped | derating_share | 0.1 |  | reference
hydro_pumped | trend_slope_pct_yr | 0.5 |  | reference
hydro_pumped | user_correction_pct | 0 |  | reference
hydro_pumped | age_creep_pct_yr | 0.3 |  | reference
hydro_ror | freq_per_unit_year | 1.5 |  | reference
hydro_ror | dur_lognorm_mu | 1.5 |  | reference
hydro_ror | dur_lognorm_sigma | 0.9 |  | reference
hydro_ror | derating_share | 0.1 |  | reference
hydro_ror | trend_slope_pct_yr | 0.5 |  | reference
hydro_ror | user_correction_pct | 0 |  | reference
hydro_ror | age_creep_pct_yr | 0.3 |  | reference

## avail_common_mode
key | variable | value | text | scenario
nuclear | event_freq_per_year | 0.05 |  | reference
nuclear | affected_fraction_mean | 0.6 |  | reference
nuclear | affected_fraction_sd | 0.2 |  | reference
nuclear | per_unit_extra_days_mean | 120 |  | reference
nuclear | per_unit_extra_days_sd | 60 |  | reference
nuclear | stagger_weeks_mean | 6 |  | reference
nuclear | target_prob_CPY | 0.3 |  | reference
nuclear | target_prob_P4 | 0.25 |  | reference
nuclear | target_prob_P'4 | 0.25 |  | reference
nuclear | target_prob_N4 | 0.15 |  | reference
nuclear | target_prob_CP0 | 0.05 |  | reference

## avail_weather_derating
key | variable | value | text | scenario
Rhône | air_temp_threshold_c | 25 |  | reference
Rhône | derate_frac_per_c | 0.03 |  | reference
Rhône | water_lag_weeks | 1.5 |  | reference
Rhône | regulatory_limit_on | 1 |  | reference
Loire | air_temp_threshold_c | 25 |  | reference
Loire | derate_frac_per_c | 0.03 |  | reference
Loire | water_lag_weeks | 1.5 |  | reference
Loire | regulatory_limit_on | 1 |  | reference
Garonne | air_temp_threshold_c | 25 |  | reference
Garonne | derate_frac_per_c | 0.03 |  | reference
Garonne | water_lag_weeks | 1.5 |  | reference
Garonne | regulatory_limit_on | 1 |  | reference
Moselle | air_temp_threshold_c | 25 |  | reference
Moselle | derate_frac_per_c | 0.03 |  | reference
Moselle | water_lag_weeks | 1.5 |  | reference
Moselle | regulatory_limit_on | 1 |  | reference
Seine | air_temp_threshold_c | 25 |  | reference
Seine | derate_frac_per_c | 0.03 |  | reference
Seine | water_lag_weeks | 1.5 |  | reference
Seine | regulatory_limit_on | 1 |  | reference
Meuse | air_temp_threshold_c | 25 |  | reference
Meuse | derate_frac_per_c | 0.03 |  | reference
Meuse | water_lag_weeks | 1.5 |  | reference
Meuse | regulatory_limit_on | 1 |  | reference
Vienne | air_temp_threshold_c | 25 |  | reference
Vienne | derate_frac_per_c | 0.03 |  | reference
Vienne | water_lag_weeks | 1.5 |  | reference
Vienne | regulatory_limit_on | 1 |  | reference

## avail_interconnectors
border | direction | ntc_mw | planned_unavail | forced_unavail | scenario
BE | import | 4300 | 0.03 | 0.02 | reference
BE | export | 4300 | 0.03 | 0.02 | reference
DE | import | 4800 | 0.03 | 0.02 | reference
DE | export | 4800 | 0.03 | 0.02 | reference
CH | import | 3700 | 0.03 | 0.02 | reference
CH | export | 1300 | 0.03 | 0.02 | reference
IT | import | 4350 | 0.03 | 0.02 | reference
IT | export | 2650 | 0.03 | 0.02 | reference
ES | import | 3300 | 0.03 | 0.02 | reference
ES | export | 3500 | 0.03 | 0.02 | reference
GB | import | 4000 | 0.03 | 0.02 | reference
GB | export | 4000 | 0.03 | 0.02 | reference

## avail_hydro_inflows
key | variable | value | text | scenario
reservoir | energy_capacity_gwh | 8500 |  | reference
reservoir | inflow_precip_sens | 0.5 |  | reference
reservoir | inflow_snowmelt_amp | 0.25 |  | reference
reservoir | inflow_memory_weeks | 8 |  | reference
ror | energy_capacity_gwh | 0 |  | reference
ror | inflow_precip_sens | 0.6 |  | reference
pumped | cycle_efficiency | 0.75 |  | reference

## avail_meta
key | value
scenario | reference
version | 0.1.0
author
date
notes | pre-filled defaults; outage params fitted in Phase 2. User owns ±10% correction, closures, new builds.

## demand_demography
year | variable | unit | value | scenario
2025 | population | persons | 65800000 | reference
2026 | population | persons | 65885714.2857 | reference
2027 | population | persons | 65971428.5714 | reference
2028 | population | persons | 66057142.8571 | reference
2029 | population | persons | 66142857.1429 | reference
2030 | population | persons | 66228571.4286 | reference
2031 | population | persons | 66314285.7143 | reference
2032 | population | persons | 66400000 | reference
2033 | population | persons | 66485714.2857 | reference
2034 | population | persons | 66571428.5714 | reference
2035 | population | persons | 66657142.8571 | reference
2036 | population | persons | 66742857.1429 | reference
2037 | population | persons | 66828571.4286 | reference
2038 | population | persons | 66914285.7143 | reference
2039 | population | persons | 67000000 | reference
2040 | population | persons | 67085714.2857 | reference
2041 | population | persons | 67171428.5714 | reference
2042 | population | persons | 67257142.8571 | reference
2043 | population | persons | 67342857.1429 | reference
2044 | population | persons | 67428571.4286 | reference
2045 | population | persons | 67514285.7143 | reference
2046 | population | persons | 67600000 | reference

## demand_macro
year | variable | unit | value | scenario
2025 | gdp_index | index_2025=100 | 99 | reference
2026 | gdp_index | index_2025=100 | 101.6667 | reference
2027 | gdp_index | index_2025=100 | 104.3333 | reference
2028 | gdp_index | index_2025=100 | 107 | reference
2029 | gdp_index | index_2025=100 | 109.6667 | reference
2030 | gdp_index | index_2025=100 | 112.3333 | reference
2031 | gdp_index | index_2025=100 | 115 | reference
2032 | gdp_index | index_2025=100 | 117.6667 | reference
2033 | gdp_index | index_2025=100 | 120.3333 | reference
2034 | gdp_index | index_2025=100 | 123 | reference
2035 | gdp_index | index_2025=100 | 125.6667 | reference
2036 | gdp_index | index_2025=100 | 128.3333 | reference
2037 | gdp_index | index_2025=100 | 131 | reference
2038 | gdp_index | index_2025=100 | 133.6667 | reference
2039 | gdp_index | index_2025=100 | 136.3333 | reference
2040 | gdp_index | index_2025=100 | 139 | reference
2041 | gdp_index | index_2025=100 | 141.6667 | reference
2042 | gdp_index | index_2025=100 | 144.3333 | reference
2043 | gdp_index | index_2025=100 | 147 | reference
2044 | gdp_index | index_2025=100 | 149.6667 | reference
2045 | gdp_index | index_2025=100 | 152.3333 | reference
2046 | gdp_index | index_2025=100 | 155 | reference
2025 | steel_index | index_2025=100 | 99.7143 | reference
2026 | steel_index | index_2025=100 | 100.4762 | reference
2027 | steel_index | index_2025=100 | 101.2381 | reference
2028 | steel_index | index_2025=100 | 102 | reference
2029 | steel_index | index_2025=100 | 102.762 | reference
2030 | steel_index | index_2025=100 | 103.5239 | reference
2031 | steel_index | index_2025=100 | 104.2856 | reference
2032 | steel_index | index_2025=100 | 105.0476 | reference
2033 | steel_index | index_2025=100 | 105.8095 | reference
2034 | steel_index | index_2025=100 | 106.5714 | reference
2035 | steel_index | index_2025=100 | 107.3333 | reference
2036 | steel_index | index_2025=100 | 108.0952 | reference
2037 | steel_index | index_2025=100 | 108.8572 | reference
2038 | steel_index | index_2025=100 | 109.6191 | reference
2039 | steel_index | index_2025=100 | 110.381 | reference
2040 | steel_index | index_2025=100 | 111.1429 | reference
2041 | steel_index | index_2025=100 | 111.9047 | reference
2042 | steel_index | index_2025=100 | 112.6666 | reference
2043 | steel_index | index_2025=100 | 113.4285 | reference
2044 | steel_index | index_2025=100 | 114.1904 | reference
2045 | steel_index | index_2025=100 | 114.9524 | reference
2046 | steel_index | index_2025=100 | 115.7143 | reference
2025 | chemicals_index | index_2025=100 | 99.5714 | reference
2026 | chemicals_index | index_2025=100 | 100.7143 | reference
2027 | chemicals_index | index_2025=100 | 101.8572 | reference
2028 | chemicals_index | index_2025=100 | 103.0001 | reference
2029 | chemicals_index | index_2025=100 | 104.1428 | reference
2030 | chemicals_index | index_2025=100 | 105.2857 | reference
2031 | chemicals_index | index_2025=100 | 106.4285 | reference
2032 | chemicals_index | index_2025=100 | 107.5714 | reference
2033 | chemicals_index | index_2025=100 | 108.7143 | reference
2034 | chemicals_index | index_2025=100 | 109.8572 | reference
2035 | chemicals_index | index_2025=100 | 111.0001 | reference
2036 | chemicals_index | index_2025=100 | 112.1428 | reference
2037 | chemicals_index | index_2025=100 | 113.2857 | reference
2038 | chemicals_index | index_2025=100 | 114.4285 | reference
2039 | chemicals_index | index_2025=100 | 115.5714 | reference
2040 | chemicals_index | index_2025=100 | 116.7143 | reference
2041 | chemicals_index | index_2025=100 | 117.8572 | reference
2042 | chemicals_index | index_2025=100 | 119.0001 | reference
2043 | chemicals_index | index_2025=100 | 120.1428 | reference
2044 | chemicals_index | index_2025=100 | 121.2857 | reference
2045 | chemicals_index | index_2025=100 | 122.4285 | reference
2046 | chemicals_index | index_2025=100 | 123.5714 | reference
2025 | cement_index | index_2025=100 | 99.8571 | reference
2026 | cement_index | index_2025=100 | 100.2381 | reference
2027 | cement_index | index_2025=100 | 100.6191 | reference
2028 | cement_index | index_2025=100 | 101 | reference
2029 | cement_index | index_2025=100 | 101.381 | reference
2030 | cement_index | index_2025=100 | 101.7619 | reference
2031 | cement_index | index_2025=100 | 102.1429 | reference
2032 | cement_index | index_2025=100 | 102.5239 | reference
2033 | cement_index | index_2025=100 | 102.9048 | reference
2034 | cement_index | index_2025=100 | 103.2858 | reference
2035 | cement_index | index_2025=100 | 103.6667 | reference
2036 | cement_index | index_2025=100 | 104.0475 | reference
2037 | cement_index | index_2025=100 | 104.4285 | reference
2038 | cement_index | index_2025=100 | 104.8095 | reference
2039 | cement_index | index_2025=100 | 105.1904 | reference
2040 | cement_index | index_2025=100 | 105.5714 | reference
2041 | cement_index | index_2025=100 | 105.9523 | reference
2042 | cement_index | index_2025=100 | 106.3333 | reference
2043 | cement_index | index_2025=100 | 106.7143 | reference
2044 | cement_index | index_2025=100 | 107.0952 | reference
2045 | cement_index | index_2025=100 | 107.4762 | reference
2046 | cement_index | index_2025=100 | 107.8571 | reference
2025 | paper_index | index_2025=100 | 100 | reference
2026 | paper_index | index_2025=100 | 100 | reference
2027 | paper_index | index_2025=100 | 100 | reference
2028 | paper_index | index_2025=100 | 100 | reference
2029 | paper_index | index_2025=100 | 100 | reference
2030 | paper_index | index_2025=100 | 100 | reference
2031 | paper_index | index_2025=100 | 100 | reference
2032 | paper_index | index_2025=100 | 100 | reference
2033 | paper_index | index_2025=100 | 100 | reference
2034 | paper_index | index_2025=100 | 100 | reference
2035 | paper_index | index_2025=100 | 100 | reference
2036 | paper_index | index_2025=100 | 100 | reference
2037 | paper_index | index_2025=100 | 100 | reference
2038 | paper_index | index_2025=100 | 100 | reference
2039 | paper_index | index_2025=100 | 100 | reference
2040 | paper_index | index_2025=100 | 100 | reference
2041 | paper_index | index_2025=100 | 100 | reference
2042 | paper_index | index_2025=100 | 100 | reference
2043 | paper_index | index_2025=100 | 100 | reference
2044 | paper_index | index_2025=100 | 100 | reference
2045 | paper_index | index_2025=100 | 100 | reference
2046 | paper_index | index_2025=100 | 100 | reference

## demand_residential_tertiary
year | variable | unit | value | scenario
2025 | heat_pump_stock | units | 3314285.7143 | reference
2026 | heat_pump_stock | units | 4571428.5714 | reference
2027 | heat_pump_stock | units | 5828571.4287 | reference
2028 | heat_pump_stock | units | 7085714.2858 | reference
2029 | heat_pump_stock | units | 8342857.1429 | reference
2030 | heat_pump_stock | units | 9599999.9999 | reference
2031 | heat_pump_stock | units | 10857142.8572 | reference
2032 | heat_pump_stock | units | 12114285.7143 | reference
2033 | heat_pump_stock | units | 13371428.5714 | reference
2034 | heat_pump_stock | units | 14628571.4287 | reference
2035 | heat_pump_stock | units | 15885714.2858 | reference
2036 | heat_pump_stock | units | 17142857.1429 | reference
2037 | heat_pump_stock | units | 18399999.9999 | reference
2038 | heat_pump_stock | units | 19657142.8572 | reference
2039 | heat_pump_stock | units | 20914285.7143 | reference
2040 | heat_pump_stock | units | 22171428.5714 | reference
2041 | heat_pump_stock | units | 23428571.4287 | reference
2042 | heat_pump_stock | units | 24685714.2858 | reference
2043 | heat_pump_stock | units | 25942857.1429 | reference
2044 | heat_pump_stock | units | 27199999.9999 | reference
2045 | heat_pump_stock | units | 28457142.8572 | reference
2046 | heat_pump_stock | units | 29714285.7143 | reference
2025 | hp_cop_avg | ratio | 2.8 | reference
2026 | hp_cop_avg | ratio | 2.8286 | reference
2027 | hp_cop_avg | ratio | 2.8571 | reference
2028 | hp_cop_avg | ratio | 2.8857 | reference
2029 | hp_cop_avg | ratio | 2.9143 | reference
2030 | hp_cop_avg | ratio | 2.9429 | reference
2031 | hp_cop_avg | ratio | 2.9714 | reference
2032 | hp_cop_avg | ratio | 3 | reference
2033 | hp_cop_avg | ratio | 3.0286 | reference
2034 | hp_cop_avg | ratio | 3.0571 | reference
2035 | hp_cop_avg | ratio | 3.0857 | reference
2036 | hp_cop_avg | ratio | 3.1143 | reference
2037 | hp_cop_avg | ratio | 3.1429 | reference
2038 | hp_cop_avg | ratio | 3.1714 | reference
2039 | hp_cop_avg | ratio | 3.2 | reference
2040 | hp_cop_avg | ratio | 3.2286 | reference
2041 | hp_cop_avg | ratio | 3.2571 | reference
2042 | hp_cop_avg | ratio | 3.2857 | reference
2043 | hp_cop_avg | ratio | 3.3143 | reference
2044 | hp_cop_avg | ratio | 3.3429 | reference
2045 | hp_cop_avg | ratio | 3.3714 | reference
2046 | hp_cop_avg | ratio | 3.4 | reference
2025 | resistance_heating_stock | units | 9000000 | reference
2026 | resistance_heating_stock | units | 8761904.7619 | reference
2027 | resistance_heating_stock | units | 8523809.5238 | reference
2028 | resistance_heating_stock | units | 8285714.2857 | reference
2029 | resistance_heating_stock | units | 8047619.0476 | reference
2030 | resistance_heating_stock | units | 7809523.8095 | reference
2031 | resistance_heating_stock | units | 7571428.5714 | reference
2032 | resistance_heating_stock | units | 7333333.3333 | reference
2033 | resistance_heating_stock | units | 7095238.0952 | reference
2034 | resistance_heating_stock | units | 6857142.8571 | reference
2035 | resistance_heating_stock | units | 6619047.619 | reference
2036 | resistance_heating_stock | units | 6380952.381 | reference
2037 | resistance_heating_stock | units | 6142857.1429 | reference
2038 | resistance_heating_stock | units | 5904761.9048 | reference
2039 | resistance_heating_stock | units | 5666666.6667 | reference
2040 | resistance_heating_stock | units | 5428571.4286 | reference
2041 | resistance_heating_stock | units | 5190476.1905 | reference
2042 | resistance_heating_stock | units | 4952380.9524 | reference
2043 | resistance_heating_stock | units | 4714285.7143 | reference
2044 | resistance_heating_stock | units | 4476190.4762 | reference
2045 | resistance_heating_stock | units | 4238095.2381 | reference
2046 | resistance_heating_stock | units | 4000000 | reference
2025 | ac_penetration | share_0_1 | 0.25 | reference
2026 | ac_penetration | share_0_1 | 0.2643 | reference
2027 | ac_penetration | share_0_1 | 0.2786 | reference
2028 | ac_penetration | share_0_1 | 0.2929 | reference
2029 | ac_penetration | share_0_1 | 0.3071 | reference
2030 | ac_penetration | share_0_1 | 0.3214 | reference
2031 | ac_penetration | share_0_1 | 0.3357 | reference
2032 | ac_penetration | share_0_1 | 0.35 | reference
2033 | ac_penetration | share_0_1 | 0.3643 | reference
2034 | ac_penetration | share_0_1 | 0.3786 | reference
2035 | ac_penetration | share_0_1 | 0.3929 | reference
2036 | ac_penetration | share_0_1 | 0.4071 | reference
2037 | ac_penetration | share_0_1 | 0.4214 | reference
2038 | ac_penetration | share_0_1 | 0.4357 | reference
2039 | ac_penetration | share_0_1 | 0.45 | reference
2040 | ac_penetration | share_0_1 | 0.4643 | reference
2041 | ac_penetration | share_0_1 | 0.4786 | reference
2042 | ac_penetration | share_0_1 | 0.4929 | reference
2043 | ac_penetration | share_0_1 | 0.5071 | reference
2044 | ac_penetration | share_0_1 | 0.5214 | reference
2045 | ac_penetration | share_0_1 | 0.5357 | reference
2046 | ac_penetration | share_0_1 | 0.55 | reference
2025 | renovation_specific_demand_index | index_2025=100 | 100 | reference
2026 | renovation_specific_demand_index | index_2025=100 | 98.9524 | reference
2027 | renovation_specific_demand_index | index_2025=100 | 97.9048 | reference
2028 | renovation_specific_demand_index | index_2025=100 | 96.8571 | reference
2029 | renovation_specific_demand_index | index_2025=100 | 95.8095 | reference
2030 | renovation_specific_demand_index | index_2025=100 | 94.7619 | reference
2031 | renovation_specific_demand_index | index_2025=100 | 93.7143 | reference
2032 | renovation_specific_demand_index | index_2025=100 | 92.6667 | reference
2033 | renovation_specific_demand_index | index_2025=100 | 91.619 | reference
2034 | renovation_specific_demand_index | index_2025=100 | 90.5714 | reference
2035 | renovation_specific_demand_index | index_2025=100 | 89.5238 | reference
2036 | renovation_specific_demand_index | index_2025=100 | 88.4762 | reference
2037 | renovation_specific_demand_index | index_2025=100 | 87.4286 | reference
2038 | renovation_specific_demand_index | index_2025=100 | 86.381 | reference
2039 | renovation_specific_demand_index | index_2025=100 | 85.3333 | reference
2040 | renovation_specific_demand_index | index_2025=100 | 84.2857 | reference
2041 | renovation_specific_demand_index | index_2025=100 | 83.2381 | reference
2042 | renovation_specific_demand_index | index_2025=100 | 82.1905 | reference
2043 | renovation_specific_demand_index | index_2025=100 | 81.1429 | reference
2044 | renovation_specific_demand_index | index_2025=100 | 80.0952 | reference
2045 | renovation_specific_demand_index | index_2025=100 | 79.0476 | reference
2046 | renovation_specific_demand_index | index_2025=100 | 78 | reference
2025 | floor_area_index | index_2025=100 | 99.6572 | reference
2026 | floor_area_index | index_2025=100 | 100.5714 | reference
2027 | floor_area_index | index_2025=100 | 101.4858 | reference
2028 | floor_area_index | index_2025=100 | 102.4 | reference
2029 | floor_area_index | index_2025=100 | 103.3143 | reference
2030 | floor_area_index | index_2025=100 | 104.2285 | reference
2031 | floor_area_index | index_2025=100 | 105.1429 | reference
2032 | floor_area_index | index_2025=100 | 106.0572 | reference
2033 | floor_area_index | index_2025=100 | 106.9714 | reference
2034 | floor_area_index | index_2025=100 | 107.8858 | reference
2035 | floor_area_index | index_2025=100 | 108.8 | reference
2036 | floor_area_index | index_2025=100 | 109.7143 | reference
2037 | floor_area_index | index_2025=100 | 110.6285 | reference
2038 | floor_area_index | index_2025=100 | 111.5429 | reference
2039 | floor_area_index | index_2025=100 | 112.4572 | reference
2040 | floor_area_index | index_2025=100 | 113.3714 | reference
2041 | floor_area_index | index_2025=100 | 114.2858 | reference
2042 | floor_area_index | index_2025=100 | 115.2 | reference
2043 | floor_area_index | index_2025=100 | 116.1143 | reference
2044 | floor_area_index | index_2025=100 | 117.0285 | reference
2045 | floor_area_index | index_2025=100 | 117.9429 | reference
2046 | floor_area_index | index_2025=100 | 118.8572 | reference

## demand_mobility
year | variable | unit | value | scenario
2025 | ev_fleet_cars | units | 1500000 | reference
2026 | ev_fleet_cars | units | 2476190.4762 | reference
2027 | ev_fleet_cars | units | 3452380.9524 | reference
2028 | ev_fleet_cars | units | 4428571.4286 | reference
2029 | ev_fleet_cars | units | 5404761.9048 | reference
2030 | ev_fleet_cars | units | 6380952.381 | reference
2031 | ev_fleet_cars | units | 7357142.8571 | reference
2032 | ev_fleet_cars | units | 8333333.3333 | reference
2033 | ev_fleet_cars | units | 9309523.8095 | reference
2034 | ev_fleet_cars | units | 10285714.2857 | reference
2035 | ev_fleet_cars | units | 11261904.7619 | reference
2036 | ev_fleet_cars | units | 12238095.2381 | reference
2037 | ev_fleet_cars | units | 13214285.7143 | reference
2038 | ev_fleet_cars | units | 14190476.1905 | reference
2039 | ev_fleet_cars | units | 15166666.6667 | reference
2040 | ev_fleet_cars | units | 16142857.1429 | reference
2041 | ev_fleet_cars | units | 17119047.619 | reference
2042 | ev_fleet_cars | units | 18095238.0952 | reference
2043 | ev_fleet_cars | units | 19071428.5714 | reference
2044 | ev_fleet_cars | units | 20047619.0476 | reference
2045 | ev_fleet_cars | units | 21023809.5238 | reference
2046 | ev_fleet_cars | units | 22000000 | reference
2025 | ev_fleet_lcv | units | 200000 | reference
2026 | ev_fleet_lcv | units | 380952.381 | reference
2027 | ev_fleet_lcv | units | 561904.7619 | reference
2028 | ev_fleet_lcv | units | 742857.1429 | reference
2029 | ev_fleet_lcv | units | 923809.5238 | reference
2030 | ev_fleet_lcv | units | 1104761.9048 | reference
2031 | ev_fleet_lcv | units | 1285714.2857 | reference
2032 | ev_fleet_lcv | units | 1466666.6667 | reference
2033 | ev_fleet_lcv | units | 1647619.0476 | reference
2034 | ev_fleet_lcv | units | 1828571.4286 | reference
2035 | ev_fleet_lcv | units | 2009523.8095 | reference
2036 | ev_fleet_lcv | units | 2190476.1905 | reference
2037 | ev_fleet_lcv | units | 2371428.5714 | reference
2038 | ev_fleet_lcv | units | 2552380.9524 | reference
2039 | ev_fleet_lcv | units | 2733333.3333 | reference
2040 | ev_fleet_lcv | units | 2914285.7143 | reference
2041 | ev_fleet_lcv | units | 3095238.0952 | reference
2042 | ev_fleet_lcv | units | 3276190.4762 | reference
2043 | ev_fleet_lcv | units | 3457142.8571 | reference
2044 | ev_fleet_lcv | units | 3638095.2381 | reference
2045 | ev_fleet_lcv | units | 3819047.619 | reference
2046 | ev_fleet_lcv | units | 4000000 | reference
2025 | ev_fleet_hgv | units | 10000 | reference
2026 | ev_fleet_hgv | units | 33333.3333 | reference
2027 | ev_fleet_hgv | units | 56666.6667 | reference
2028 | ev_fleet_hgv | units | 80000 | reference
2029 | ev_fleet_hgv | units | 103333.3333 | reference
2030 | ev_fleet_hgv | units | 126666.6667 | reference
2031 | ev_fleet_hgv | units | 150000 | reference
2032 | ev_fleet_hgv | units | 173333.3333 | reference
2033 | ev_fleet_hgv | units | 196666.6667 | reference
2034 | ev_fleet_hgv | units | 220000 | reference
2035 | ev_fleet_hgv | units | 243333.3333 | reference
2036 | ev_fleet_hgv | units | 266666.6667 | reference
2037 | ev_fleet_hgv | units | 290000 | reference
2038 | ev_fleet_hgv | units | 313333.3333 | reference
2039 | ev_fleet_hgv | units | 336666.6667 | reference
2040 | ev_fleet_hgv | units | 360000 | reference
2041 | ev_fleet_hgv | units | 383333.3333 | reference
2042 | ev_fleet_hgv | units | 406666.6667 | reference
2043 | ev_fleet_hgv | units | 430000 | reference
2044 | ev_fleet_hgv | units | 453333.3333 | reference
2045 | ev_fleet_hgv | units | 476666.6667 | reference
2046 | ev_fleet_hgv | units | 500000 | reference
2025 | km_per_car_year | km | 12000 | reference
2026 | km_per_car_year | km | 11952.381 | reference
2027 | km_per_car_year | km | 11904.7619 | reference
2028 | km_per_car_year | km | 11857.1429 | reference
2029 | km_per_car_year | km | 11809.5238 | reference
2030 | km_per_car_year | km | 11761.9048 | reference
2031 | km_per_car_year | km | 11714.2857 | reference
2032 | km_per_car_year | km | 11666.6667 | reference
2033 | km_per_car_year | km | 11619.0476 | reference
2034 | km_per_car_year | km | 11571.4286 | reference
2035 | km_per_car_year | km | 11523.8095 | reference
2036 | km_per_car_year | km | 11476.1905 | reference
2037 | km_per_car_year | km | 11428.5714 | reference
2038 | km_per_car_year | km | 11380.9524 | reference
2039 | km_per_car_year | km | 11333.3333 | reference
2040 | km_per_car_year | km | 11285.7143 | reference
2041 | km_per_car_year | km | 11238.0952 | reference
2042 | km_per_car_year | km | 11190.4762 | reference
2043 | km_per_car_year | km | 11142.8571 | reference
2044 | km_per_car_year | km | 11095.2381 | reference
2045 | km_per_car_year | km | 11047.619 | reference
2046 | km_per_car_year | km | 11000 | reference
2025 | kwh_per_km_car | kWh/km | 0.18 | reference
2026 | kwh_per_km_car | kWh/km | 0.1786 | reference
2027 | kwh_per_km_car | kWh/km | 0.1771 | reference
2028 | kwh_per_km_car | kWh/km | 0.1757 | reference
2029 | kwh_per_km_car | kWh/km | 0.1743 | reference
2030 | kwh_per_km_car | kWh/km | 0.1729 | reference
2031 | kwh_per_km_car | kWh/km | 0.1714 | reference
2032 | kwh_per_km_car | kWh/km | 0.17 | reference
2033 | kwh_per_km_car | kWh/km | 0.1686 | reference
2034 | kwh_per_km_car | kWh/km | 0.1671 | reference
2035 | kwh_per_km_car | kWh/km | 0.1657 | reference
2036 | kwh_per_km_car | kWh/km | 0.1643 | reference
2037 | kwh_per_km_car | kWh/km | 0.1629 | reference
2038 | kwh_per_km_car | kWh/km | 0.1614 | reference
2039 | kwh_per_km_car | kWh/km | 0.16 | reference
2040 | kwh_per_km_car | kWh/km | 0.1586 | reference
2041 | kwh_per_km_car | kWh/km | 0.1571 | reference
2042 | kwh_per_km_car | kWh/km | 0.1557 | reference
2043 | kwh_per_km_car | kWh/km | 0.1543 | reference
2044 | kwh_per_km_car | kWh/km | 0.1529 | reference
2045 | kwh_per_km_car | kWh/km | 0.1514 | reference
2046 | kwh_per_km_car | kWh/km | 0.15 | reference
2025 | smart_charging_share | share_0_1 | 0.2 | reference
2026 | smart_charging_share | share_0_1 | 0.2238 | reference
2027 | smart_charging_share | share_0_1 | 0.2476 | reference
2028 | smart_charging_share | share_0_1 | 0.2714 | reference
2029 | smart_charging_share | share_0_1 | 0.2952 | reference
2030 | smart_charging_share | share_0_1 | 0.319 | reference
2031 | smart_charging_share | share_0_1 | 0.3429 | reference
2032 | smart_charging_share | share_0_1 | 0.3667 | reference
2033 | smart_charging_share | share_0_1 | 0.3905 | reference
2034 | smart_charging_share | share_0_1 | 0.4143 | reference
2035 | smart_charging_share | share_0_1 | 0.4381 | reference
2036 | smart_charging_share | share_0_1 | 0.4619 | reference
2037 | smart_charging_share | share_0_1 | 0.4857 | reference
2038 | smart_charging_share | share_0_1 | 0.5095 | reference
2039 | smart_charging_share | share_0_1 | 0.5333 | reference
2040 | smart_charging_share | share_0_1 | 0.5571 | reference
2041 | smart_charging_share | share_0_1 | 0.581 | reference
2042 | smart_charging_share | share_0_1 | 0.6048 | reference
2043 | smart_charging_share | share_0_1 | 0.6286 | reference
2044 | smart_charging_share | share_0_1 | 0.6524 | reference
2045 | smart_charging_share | share_0_1 | 0.6762 | reference
2046 | smart_charging_share | share_0_1 | 0.7 | reference

## demand_new_large_loads
year | variable | unit | value | scenario
2025 | electrolysis_capacity | GW | 0.4 | reference
2026 | electrolysis_capacity | GW | 0.667 | reference
2027 | electrolysis_capacity | GW | 1.6253 | reference
2028 | electrolysis_capacity | GW | 2.5835 | reference
2029 | electrolysis_capacity | GW | 3.5418 | reference
2030 | electrolysis_capacity | GW | 4.5 | reference
2031 | electrolysis_capacity | GW | 5.2 | reference
2032 | electrolysis_capacity | GW | 5.9 | reference
2033 | electrolysis_capacity | GW | 6.6 | reference
2034 | electrolysis_capacity | GW | 7.3 | reference
2035 | electrolysis_capacity | GW | 8 | reference
2036 | electrolysis_capacity | GW | 8.2 | reference
2037 | electrolysis_capacity | GW | 8.4 | reference
2038 | electrolysis_capacity | GW | 8.6 | reference
2039 | electrolysis_capacity | GW | 8.8 | reference
2040 | electrolysis_capacity | GW | 9 | reference
2041 | electrolysis_capacity | GW | 9.1667 | reference
2042 | electrolysis_capacity | GW | 9.3333 | reference
2043 | electrolysis_capacity | GW | 9.5 | reference
2044 | electrolysis_capacity | GW | 9.6667 | reference
2045 | electrolysis_capacity | GW | 9.8333 | reference
2046 | electrolysis_capacity | GW | 10 | reference
2025 | electrolysis_load_factor | share_0_1 | 0.4 | reference
2026 | electrolysis_load_factor | share_0_1 | 0.4095 | reference
2027 | electrolysis_load_factor | share_0_1 | 0.419 | reference
2028 | electrolysis_load_factor | share_0_1 | 0.4286 | reference
2029 | electrolysis_load_factor | share_0_1 | 0.4381 | reference
2030 | electrolysis_load_factor | share_0_1 | 0.4476 | reference
2031 | electrolysis_load_factor | share_0_1 | 0.4571 | reference
2032 | electrolysis_load_factor | share_0_1 | 0.4667 | reference
2033 | electrolysis_load_factor | share_0_1 | 0.4762 | reference
2034 | electrolysis_load_factor | share_0_1 | 0.4857 | reference
2035 | electrolysis_load_factor | share_0_1 | 0.4952 | reference
2036 | electrolysis_load_factor | share_0_1 | 0.5048 | reference
2037 | electrolysis_load_factor | share_0_1 | 0.5143 | reference
2038 | electrolysis_load_factor | share_0_1 | 0.5238 | reference
2039 | electrolysis_load_factor | share_0_1 | 0.5333 | reference
2040 | electrolysis_load_factor | share_0_1 | 0.5429 | reference
2041 | electrolysis_load_factor | share_0_1 | 0.5524 | reference
2042 | electrolysis_load_factor | share_0_1 | 0.5619 | reference
2043 | electrolysis_load_factor | share_0_1 | 0.5714 | reference
2044 | electrolysis_load_factor | share_0_1 | 0.581 | reference
2045 | electrolysis_load_factor | share_0_1 | 0.5905 | reference
2046 | electrolysis_load_factor | share_0_1 | 0.6 | reference
2025 | datacentre_load | GW | 0.7619 | reference
2026 | datacentre_load | GW | 1.2381 | reference
2027 | datacentre_load | GW | 1.7143 | reference
2028 | datacentre_load | GW | 2.1905 | reference
2029 | datacentre_load | GW | 2.6667 | reference
2030 | datacentre_load | GW | 3.1429 | reference
2031 | datacentre_load | GW | 3.6191 | reference
2032 | datacentre_load | GW | 4.0953 | reference
2033 | datacentre_load | GW | 4.5715 | reference
2034 | datacentre_load | GW | 5.0477 | reference
2035 | datacentre_load | GW | 5.5239 | reference
2036 | datacentre_load | GW | 5.9999 | reference
2037 | datacentre_load | GW | 6.4761 | reference
2038 | datacentre_load | GW | 6.9523 | reference
2039 | datacentre_load | GW | 7.4285 | reference
2040 | datacentre_load | GW | 7.9047 | reference
2041 | datacentre_load | GW | 8.3809 | reference
2042 | datacentre_load | GW | 8.8571 | reference
2043 | datacentre_load | GW | 9.3333 | reference
2044 | datacentre_load | GW | 9.8095 | reference
2045 | datacentre_load | GW | 10.2857 | reference
2046 | datacentre_load | GW | 10.7619 | reference
2025 | other_pointload | GW | 0 | reference
2026 | other_pointload | GW | 0.0952 | reference
2027 | other_pointload | GW | 0.1905 | reference
2028 | other_pointload | GW | 0.2857 | reference
2029 | other_pointload | GW | 0.381 | reference
2030 | other_pointload | GW | 0.4762 | reference
2031 | other_pointload | GW | 0.5714 | reference
2032 | other_pointload | GW | 0.6667 | reference
2033 | other_pointload | GW | 0.7619 | reference
2034 | other_pointload | GW | 0.8571 | reference
2035 | other_pointload | GW | 0.9524 | reference
2036 | other_pointload | GW | 1.0476 | reference
2037 | other_pointload | GW | 1.1429 | reference
2038 | other_pointload | GW | 1.2381 | reference
2039 | other_pointload | GW | 1.3333 | reference
2040 | other_pointload | GW | 1.4286 | reference
2041 | other_pointload | GW | 1.5238 | reference
2042 | other_pointload | GW | 1.619 | reference
2043 | other_pointload | GW | 1.7143 | reference
2044 | other_pointload | GW | 1.8095 | reference
2045 | other_pointload | GW | 1.9048 | reference
2046 | other_pointload | GW | 2 | reference

## demand_efficiency
year | variable | unit | value | scenario
2025 | autonomous_efficiency_rate | frac_per_year | 0.006 | reference
2026 | autonomous_efficiency_rate | frac_per_year | 0.0059 | reference
2027 | autonomous_efficiency_rate | frac_per_year | 0.0058 | reference
2028 | autonomous_efficiency_rate | frac_per_year | 0.0057 | reference
2029 | autonomous_efficiency_rate | frac_per_year | 0.0056 | reference
2030 | autonomous_efficiency_rate | frac_per_year | 0.0055 | reference
2031 | autonomous_efficiency_rate | frac_per_year | 0.0054 | reference
2032 | autonomous_efficiency_rate | frac_per_year | 0.0053 | reference
2033 | autonomous_efficiency_rate | frac_per_year | 0.0052 | reference
2034 | autonomous_efficiency_rate | frac_per_year | 0.0051 | reference
2035 | autonomous_efficiency_rate | frac_per_year | 0.005 | reference
2036 | autonomous_efficiency_rate | frac_per_year | 0.005 | reference
2037 | autonomous_efficiency_rate | frac_per_year | 0.0049 | reference
2038 | autonomous_efficiency_rate | frac_per_year | 0.0048 | reference
2039 | autonomous_efficiency_rate | frac_per_year | 0.0047 | reference
2040 | autonomous_efficiency_rate | frac_per_year | 0.0046 | reference
2041 | autonomous_efficiency_rate | frac_per_year | 0.0045 | reference
2042 | autonomous_efficiency_rate | frac_per_year | 0.0044 | reference
2043 | autonomous_efficiency_rate | frac_per_year | 0.0043 | reference
2044 | autonomous_efficiency_rate | frac_per_year | 0.0042 | reference
2045 | autonomous_efficiency_rate | frac_per_year | 0.0041 | reference
2046 | autonomous_efficiency_rate | frac_per_year | 0.004 | reference

## demand_btm_pv
year | variable | unit | value | scenario
2025 | btm_pv_capacity | GW | 5 | reference
2026 | btm_pv_capacity | GW | 6.9048 | reference
2027 | btm_pv_capacity | GW | 8.8095 | reference
2028 | btm_pv_capacity | GW | 10.7143 | reference
2029 | btm_pv_capacity | GW | 12.619 | reference
2030 | btm_pv_capacity | GW | 14.5238 | reference
2031 | btm_pv_capacity | GW | 16.4286 | reference
2032 | btm_pv_capacity | GW | 18.3333 | reference
2033 | btm_pv_capacity | GW | 20.2381 | reference
2034 | btm_pv_capacity | GW | 22.1429 | reference
2035 | btm_pv_capacity | GW | 24.0476 | reference
2036 | btm_pv_capacity | GW | 25.9524 | reference
2037 | btm_pv_capacity | GW | 27.8571 | reference
2038 | btm_pv_capacity | GW | 29.7619 | reference
2039 | btm_pv_capacity | GW | 31.6667 | reference
2040 | btm_pv_capacity | GW | 33.5714 | reference
2041 | btm_pv_capacity | GW | 35.4762 | reference
2042 | btm_pv_capacity | GW | 37.381 | reference
2043 | btm_pv_capacity | GW | 39.2857 | reference
2044 | btm_pv_capacity | GW | 41.1905 | reference
2045 | btm_pv_capacity | GW | 43.0952 | reference
2046 | btm_pv_capacity | GW | 45 | reference
2025 | self_consumption_ratio | share_0_1 | 0.55 | reference
2026 | self_consumption_ratio | share_0_1 | 0.5452 | reference
2027 | self_consumption_ratio | share_0_1 | 0.5405 | reference
2028 | self_consumption_ratio | share_0_1 | 0.5357 | reference
2029 | self_consumption_ratio | share_0_1 | 0.531 | reference
2030 | self_consumption_ratio | share_0_1 | 0.5262 | reference
2031 | self_consumption_ratio | share_0_1 | 0.5214 | reference
2032 | self_consumption_ratio | share_0_1 | 0.5167 | reference
2033 | self_consumption_ratio | share_0_1 | 0.5119 | reference
2034 | self_consumption_ratio | share_0_1 | 0.5071 | reference
2035 | self_consumption_ratio | share_0_1 | 0.5024 | reference
2036 | self_consumption_ratio | share_0_1 | 0.4976 | reference
2037 | self_consumption_ratio | share_0_1 | 0.4929 | reference
2038 | self_consumption_ratio | share_0_1 | 0.4881 | reference
2039 | self_consumption_ratio | share_0_1 | 0.4833 | reference
2040 | self_consumption_ratio | share_0_1 | 0.4786 | reference
2041 | self_consumption_ratio | share_0_1 | 0.4738 | reference
2042 | self_consumption_ratio | share_0_1 | 0.469 | reference
2043 | self_consumption_ratio | share_0_1 | 0.4643 | reference
2044 | self_consumption_ratio | share_0_1 | 0.4595 | reference
2045 | self_consumption_ratio | share_0_1 | 0.4548 | reference
2046 | self_consumption_ratio | share_0_1 | 0.45 | reference

## demand_profiles
hour | profile | value
0 | home_evening | 0.04579
1 | home_evening | 0.03247
2 | home_evening | 0.02163
3 | home_evening | 0.01354
4 | home_evening | 0.00796
5 | home_evening | 0.00439
6 | home_evening | 0.00228
7 | home_evening | 0.00111
8 | home_evening | 0.00228
9 | home_evening | 0.00439
10 | home_evening | 0.00796
11 | home_evening | 0.01354
12 | home_evening | 0.02163
13 | home_evening | 0.03247
14 | home_evening | 0.04579
15 | home_evening | 0.06066
16 | home_evening | 0.0755
17 | home_evening | 0.08827
18 | home_evening | 0.09694
19 | home_evening | 0.10002
20 | home_evening | 0.09694
21 | home_evening | 0.08827
22 | home_evening | 0.0755
23 | home_evening | 0.06066
0 | smart_offpeak | 0.10649
1 | smart_offpeak | 0.1258
2 | smart_offpeak | 0.13299
3 | smart_offpeak | 0.1258
4 | smart_offpeak | 0.10649
5 | smart_offpeak | 0.08066
6 | smart_offpeak | 0.05467
7 | smart_offpeak | 0.03316
8 | smart_offpeak | 0.018
9 | smart_offpeak | 0.00874
10 | smart_offpeak | 0.0038
11 | smart_offpeak | 0.00148
12 | smart_offpeak | 0.00051
13 | smart_offpeak | 0.00016
14 | smart_offpeak | 4e-05
15 | smart_offpeak | 0.00016
16 | smart_offpeak | 0.00051
17 | smart_offpeak | 0.00148
18 | smart_offpeak | 0.0038
19 | smart_offpeak | 0.00874
20 | smart_offpeak | 0.018
21 | smart_offpeak | 0.03316
22 | smart_offpeak | 0.05467
23 | smart_offpeak | 0.08066
0 | workplace | 0.00082
1 | workplace | 0.00193
2 | workplace | 0.00418
3 | workplace | 0.00837
4 | workplace | 0.01544
5 | workplace | 0.02624
6 | workplace | 0.04111
7 | workplace | 0.05936
8 | workplace | 0.07899
9 | workplace | 0.09688
10 | workplace | 0.1095
11 | workplace | 0.11406
12 | workplace | 0.1095
13 | workplace | 0.09688
14 | workplace | 0.07899
15 | workplace | 0.05936
16 | workplace | 0.04111
17 | workplace | 0.02624
18 | workplace | 0.01544
19 | workplace | 0.00837
20 | workplace | 0.00418
21 | workplace | 0.00193
22 | workplace | 0.00082
23 | workplace | 0.00032
0 | fast_daytime | 0.01098
1 | fast_daytime | 0.00722
2 | fast_daytime | 0.00456
3 | fast_daytime | 0.00722
4 | fast_daytime | 0.01098
5 | fast_daytime | 0.01606
6 | fast_daytime | 0.02256
7 | fast_daytime | 0.03046
8 | fast_daytime | 0.0395
9 | fast_daytime | 0.04922
10 | fast_daytime | 0.05893
11 | fast_daytime | 0.06778
12 | fast_daytime | 0.07491
13 | fast_daytime | 0.07954
14 | fast_daytime | 0.08115
15 | fast_daytime | 0.07954
16 | fast_daytime | 0.07491
17 | fast_daytime | 0.06778
18 | fast_daytime | 0.05893
19 | fast_daytime | 0.04922
20 | fast_daytime | 0.0395
21 | fast_daytime | 0.03046
22 | fast_daytime | 0.02256
23 | fast_daytime | 0.01606

## demand_weights
station_id | region | weight
_FILL_ | _FILL_ | 1

## demand_meta
key | value
scenario | reference
version | 0.1.0
author
date
notes | illustrative template — replace with real trajectories

## demand_README
sheet | variables | units | description
demography | population | persons | mainland France population by year
macro | gdp_index / <sector>_index | index (2025=100) | GDP + electro-intensive sector activity → industrial base
residential_tertiary | heat_pump_stock / hp_cop_avg / resistance_heating_stock / ac_penetration / renovation_specific_demand_index / floor_area_index | units / ratio / share / index | reshapes thermosensitivity + base
mobility | ev_fleet_* / km_per_car_year / kwh_per_km_car / smart_charging_share | units / km / kWh/km / share | EV energy + charging timing
new_large_loads | electrolysis_capacity / _load_factor / datacentre_load / other_pointload | GW / share | bottom-up new large loads
efficiency | autonomous_efficiency_rate | frac/year | annual efficiency gain on the legacy base
btm_pv | btm_pv_capacity / self_consumption_ratio | GW / share | behind-the-meter PV netting (uses irradiance draw)
profiles | hour, profile, value | share (sum=1/24h) | hourly charging archetypes (local Europe/Paris hour)
weights | station_id, region, weight | share (sum=1) | station→region consumption/pop weights for T_nat
meta | key, value | - | scenario name/version/author/date

## res_capacity_trajectories
technology | region | year | capacity_mw | scenario
pv_utility | FR | 2025 | 8940 | reference
pv_utility | FR | 2026 | 11443.2 | reference
pv_utility | FR | 2027 | 13946.4 | reference
pv_utility | FR | 2028 | 16449.6 | reference
pv_utility | FR | 2029 | 18952.8 | reference
pv_utility | FR | 2030 | 21456 | reference
pv_utility | FR | 2031 | 22797 | reference
pv_utility | FR | 2032 | 24138 | reference
pv_utility | FR | 2033 | 25479 | reference
pv_utility | FR | 2034 | 26820 | reference
pv_utility | FR | 2035 | 28161 | reference
pv_utility | FR | 2036 | 29680.8 | reference
pv_utility | FR | 2037 | 31200.6 | reference
pv_utility | FR | 2038 | 32720.4 | reference
pv_utility | FR | 2039 | 34240.2 | reference
pv_utility | FR | 2040 | 35760 | reference
pv_utility | FR | 2041 | 36877.5 | reference
pv_utility | FR | 2042 | 37995 | reference
pv_utility | FR | 2043 | 39112.5 | reference
pv_utility | FR | 2044 | 40230 | reference
pv_utility | FR | 2045 | 41347.5 | reference
pv_utility | FR | 2046 | 42465 | reference
pv_distributed | FR | 2025 | 7060 | reference
pv_distributed | FR | 2026 | 9036.8 | reference
pv_distributed | FR | 2027 | 11013.6 | reference
pv_distributed | FR | 2028 | 12990.4 | reference
pv_distributed | FR | 2029 | 14967.2 | reference
pv_distributed | FR | 2030 | 16944 | reference
pv_distributed | FR | 2031 | 18003 | reference
pv_distributed | FR | 2032 | 19062 | reference
pv_distributed | FR | 2033 | 20121 | reference
pv_distributed | FR | 2034 | 21180 | reference
pv_distributed | FR | 2035 | 22239 | reference
pv_distributed | FR | 2036 | 23439.2 | reference
pv_distributed | FR | 2037 | 24639.4 | reference
pv_distributed | FR | 2038 | 25839.6 | reference
pv_distributed | FR | 2039 | 27039.8 | reference
pv_distributed | FR | 2040 | 28240 | reference
pv_distributed | FR | 2041 | 29122.5 | reference
pv_distributed | FR | 2042 | 30005 | reference
pv_distributed | FR | 2043 | 30887.5 | reference
pv_distributed | FR | 2044 | 31770 | reference
pv_distributed | FR | 2045 | 32652.5 | reference
pv_distributed | FR | 2046 | 33535 | reference
pv_btm | FR | 2025 | 4000 | reference
pv_btm | FR | 2026 | 5120 | reference
pv_btm | FR | 2027 | 6240 | reference
pv_btm | FR | 2028 | 7360 | reference
pv_btm | FR | 2029 | 8480 | reference
pv_btm | FR | 2030 | 9600 | reference
pv_btm | FR | 2031 | 10200 | reference
pv_btm | FR | 2032 | 10800 | reference
pv_btm | FR | 2033 | 11400 | reference
pv_btm | FR | 2034 | 12000 | reference
pv_btm | FR | 2035 | 12600 | reference
pv_btm | FR | 2036 | 13280 | reference
pv_btm | FR | 2037 | 13960 | reference
pv_btm | FR | 2038 | 14640 | reference
pv_btm | FR | 2039 | 15320 | reference
pv_btm | FR | 2040 | 16000 | reference
pv_btm | FR | 2041 | 16500 | reference
pv_btm | FR | 2042 | 17000 | reference
pv_btm | FR | 2043 | 17500 | reference
pv_btm | FR | 2044 | 18000 | reference
pv_btm | FR | 2045 | 18500 | reference
pv_btm | FR | 2046 | 19000 | reference
wind_onshore | FR | 2025 | 22000 | reference
wind_onshore | FR | 2026 | 23800 | reference
wind_onshore | FR | 2027 | 25600 | reference
wind_onshore | FR | 2028 | 27400 | reference
wind_onshore | FR | 2029 | 29200 | reference
wind_onshore | FR | 2030 | 31000 | reference
wind_onshore | FR | 2031 | 32300 | reference
wind_onshore | FR | 2032 | 33600 | reference
wind_onshore | FR | 2033 | 34900 | reference
wind_onshore | FR | 2034 | 36200 | reference
wind_onshore | FR | 2035 | 37500 | reference
wind_onshore | FR | 2036 | 38400 | reference
wind_onshore | FR | 2037 | 39300 | reference
wind_onshore | FR | 2038 | 40200 | reference
wind_onshore | FR | 2039 | 41100 | reference
wind_onshore | FR | 2040 | 42000 | reference
wind_onshore | FR | 2041 | 43000 | reference
wind_onshore | FR | 2042 | 44000 | reference
wind_onshore | FR | 2043 | 45000 | reference
wind_onshore | FR | 2044 | 46000 | reference
wind_onshore | FR | 2045 | 47000 | reference
wind_onshore | FR | 2046 | 48000 | reference
wind_offshore_fixed | FR | 2025 | 1230 | reference
wind_offshore_fixed | FR | 2026 | 1574.4 | reference
wind_offshore_fixed | FR | 2027 | 1918.8 | reference
wind_offshore_fixed | FR | 2028 | 2263.2 | reference
wind_offshore_fixed | FR | 2029 | 2607.6 | reference
wind_offshore_fixed | FR | 2030 | 2952 | reference
wind_offshore_fixed | FR | 2031 | 4821.6 | reference
wind_offshore_fixed | FR | 2032 | 6691.2 | reference
wind_offshore_fixed | FR | 2033 | 8560.8 | reference
wind_offshore_fixed | FR | 2034 | 10430.4 | reference
wind_offshore_fixed | FR | 2035 | 12300 | reference
wind_offshore_fixed | FR | 2036 | 12792 | reference
wind_offshore_fixed | FR | 2037 | 13284 | reference
wind_offshore_fixed | FR | 2038 | 13776 | reference
wind_offshore_fixed | FR | 2039 | 14268 | reference
wind_offshore_fixed | FR | 2040 | 14760 | reference
wind_offshore_fixed | FR | 2041 | 15306.7 | reference
wind_offshore_fixed | FR | 2042 | 15853.3 | reference
wind_offshore_fixed | FR | 2043 | 16400 | reference
wind_offshore_fixed | FR | 2044 | 16946.7 | reference
wind_offshore_fixed | FR | 2045 | 17493.3 | reference
wind_offshore_fixed | FR | 2046 | 18040 | reference
wind_offshore_floating | FR | 2025 | 270 | reference
wind_offshore_floating | FR | 2026 | 345.6 | reference
wind_offshore_floating | FR | 2027 | 421.2 | reference
wind_offshore_floating | FR | 2028 | 496.8 | reference
wind_offshore_floating | FR | 2029 | 572.4 | reference
wind_offshore_floating | FR | 2030 | 648 | reference
wind_offshore_floating | FR | 2031 | 1058.4 | reference
wind_offshore_floating | FR | 2032 | 1468.8 | reference
wind_offshore_floating | FR | 2033 | 1879.2 | reference
wind_offshore_floating | FR | 2034 | 2289.6 | reference
wind_offshore_floating | FR | 2035 | 2700 | reference
wind_offshore_floating | FR | 2036 | 2808 | reference
wind_offshore_floating | FR | 2037 | 2916 | reference
wind_offshore_floating | FR | 2038 | 3024 | reference
wind_offshore_floating | FR | 2039 | 3132 | reference
wind_offshore_floating | FR | 2040 | 3240 | reference
wind_offshore_floating | FR | 2041 | 3360 | reference
wind_offshore_floating | FR | 2042 | 3480 | reference
wind_offshore_floating | FR | 2043 | 3600 | reference
wind_offshore_floating | FR | 2044 | 3720 | reference
wind_offshore_floating | FR | 2045 | 3840 | reference
wind_offshore_floating | FR | 2046 | 3960 | reference

## res_offshore_farms
farm | latitude | longitude | capacity_mw | commissioning_year | foundation | turbine_class | scenario
Saint-Nazaire | 47.16 | -2.62 | 480 | 2022 | fixed | GE_Haliade_150_6MW | reference
Saint-Brieuc | 48.9 | -2.55 | 496 | 2023 | fixed | Siemens_SG_8MW | reference
Fecamp | 49.9 | 0.15 | 497 | 2024 | fixed | Siemens_SG_7MW | reference
Courseulles-Calvados | 49.35 | -0.45 | 448 | 2025 | fixed | Siemens_SG_8MW | reference
Dieppe-Le_Treport | 50.02 | 1.15 | 496 | 2026 | fixed | Siemens_SG_8MW | reference
Yeu-Noirmoutier | 46.8 | -2.35 | 496 | 2026 | fixed | GE_Haliade_150_6MW | reference
Dunkerque | 51.15 | 2.15 | 600 | 2028 | fixed | Siemens_SG_11MW | reference
Sud-Bretagne_floating | 47.3 | -3.6 | 250 | 2031 | floating | float_15MW | reference
Golfe-du-Lion_floating | 43.15 | 3.9 | 250 | 2031 | floating | float_15MW | reference

## res_technology_vintages
technology | cohort_year | variable | value | scenario
wind_onshore | 2010 | hub_height_m | 80 | reference
wind_onshore | 2010 | specific_power_w_m2 | 400 | reference
wind_onshore | 2010 | cf_uplift_vs_legacy | 0 | reference
wind_onshore | 2020 | hub_height_m | 100 | reference
wind_onshore | 2020 | specific_power_w_m2 | 320 | reference
wind_onshore | 2020 | cf_uplift_vs_legacy | 0.1 | reference
wind_onshore | 2035 | hub_height_m | 125 | reference
wind_onshore | 2035 | specific_power_w_m2 | 270 | reference
wind_onshore | 2035 | cf_uplift_vs_legacy | 0.22 | reference
wind_offshore_fixed | 2022 | hub_height_m | 100 | reference
wind_offshore_fixed | 2022 | specific_power_w_m2 | 400 | reference
wind_offshore_fixed | 2030 | hub_height_m | 140 | reference
wind_offshore_fixed | 2030 | specific_power_w_m2 | 330 | reference
wind_offshore_fixed | 2040 | hub_height_m | 150 | reference
wind_offshore_fixed | 2040 | specific_power_w_m2 | 300 | reference
pv_utility | 2015 | tracker_share | 0.05 | reference
pv_utility | 2015 | dc_ac_ratio | 1.15 | reference
pv_utility | 2015 | tilt_deg | 20 | reference
pv_utility | 2015 | temp_coeff_per_c | -0.004 | reference
pv_distributed | 2015 | tracker_share | 0 | reference
pv_distributed | 2015 | dc_ac_ratio | 1.15 | reference
pv_distributed | 2015 | tilt_deg | 25 | reference
pv_distributed | 2015 | temp_coeff_per_c | -0.004 | reference
pv_utility | 2025 | tracker_share | 0.3 | reference
pv_utility | 2025 | dc_ac_ratio | 1.25 | reference
pv_utility | 2025 | tilt_deg | 20 | reference
pv_utility | 2025 | temp_coeff_per_c | -0.0035 | reference
pv_distributed | 2025 | tracker_share | 0 | reference
pv_distributed | 2025 | dc_ac_ratio | 1.25 | reference
pv_distributed | 2025 | tilt_deg | 25 | reference
pv_distributed | 2025 | temp_coeff_per_c | -0.0035 | reference
pv_utility | 2035 | tracker_share | 0.55 | reference
pv_utility | 2035 | dc_ac_ratio | 1.3 | reference
pv_utility | 2035 | tilt_deg | 20 | reference
pv_utility | 2035 | temp_coeff_per_c | -0.0032 | reference
pv_distributed | 2035 | tracker_share | 0 | reference
pv_distributed | 2035 | dc_ac_ratio | 1.3 | reference
pv_distributed | 2035 | tilt_deg | 25 | reference
pv_distributed | 2035 | temp_coeff_per_c | -0.0032 | reference

## res_degradation_availability
technology | variable | unit | value | scenario
pv_utility | degradation_pct_per_year | pct | 0.5 | reference
pv_distributed | degradation_pct_per_year | pct | 0.5 | reference
wind_onshore | availability | share | 0.96 | reference
wind_offshore_fixed | availability | share | 0.94 | reference
wind_offshore_floating | availability | share | 0.92 | reference
wind_onshore | icing_derate | share | 0.01 | reference

## res_spatial_distribution
technology | region | variable | value | scenario
pv_utility | FR | new_capacity_share | 1 | reference
pv_distributed | FR | new_capacity_share | 1 | reference
pv_btm | FR | new_capacity_share | 1 | reference
wind_onshore | FR | new_capacity_share | 1 | reference
wind_offshore_fixed | FR | new_capacity_share | 1 | reference
wind_offshore_floating | FR | new_capacity_share | 1 | reference

## res_losses
technology | variable | unit | value | scenario
pv_utility | system_loss | share | 0.14 | reference
pv_distributed | system_loss | share | 0.16 | reference
wind_onshore | wake_electrical_loss | share | 0.08 | reference
wind_offshore_fixed | wake_electrical_loss | share | 0.1 | reference

## res_meta
key | value
scenario | reference
version | 0.1.0
author
date
notes | illustrative template — replace with real capacity/vintage trajectories

## res_README
sheet | columns | units | description
capacity_trajectories | technology, region, year, capacity_mw | MW | installed capacity per PV segment / wind tech × region × year
offshore_farms | farm, latitude, longitude, capacity_mw, commissioning_year, foundation, turbine_class | deg / MW / year | farm-by-farm offshore (sites known from AO1–AO9 tenders)
technology_vintages | technology, cohort_year, variable, value | m / W·m⁻² / share / °C⁻¹ | cohort descriptors: hub height, specific power, tracker share, DC/AC, temp coeff, CF uplift
degradation_availability | technology, variable, value | pct·yr⁻¹ / share | PV degradation; wind availability; icing/high-temp derate
spatial_distribution | technology, region, variable(new_capacity_share), value | share | regional split of new capacity (national = FR:1 for now)
losses | technology, variable, value | share | PV system losses; wind wake/electrical losses (calibration priors)
meta | key, value | - | scenario name / version / author / date

## dispatch_commodities
year | commodity | price
2019 | gas | 13.5
2020 | gas | 9.5
2021 | gas | 46
2022 | gas | 123
2023 | gas | 41
2024 | gas | 34
2027 | gas | 28
2046 | gas | 25
2019 | co2 | 24.8
2020 | co2 | 24.5
2021 | co2 | 53
2022 | co2 | 81
2023 | co2 | 83.7
2024 | co2 | 65
2027 | co2 | 85
2046 | co2 | 140
2019 | coal | 7.6
2020 | coal | 6.4
2021 | coal | 12.5
2022 | coal | 30
2023 | coal | 15
2024 | coal | 12
2027 | coal | 11
2046 | coal | 10
2019 | oil | 64
2020 | oil | 42
2021 | oil | 71
2022 | oil | 101
2023 | oil | 82
2024 | oil | 80
2027 | oil | 78
2046 | oil | 75

## dispatch_zone_basis
zone | variable | value | unit | source | scenario
FR | gas_basis_eur_mwhth | 0 | EUR/MWh_th | TTF (reference hub) | reference
DE_LU | gas_basis_eur_mwhth | 0 | EUR/MWh_th | TTF (THE ~ TTF) | reference
BE | gas_basis_eur_mwhth | 0 | EUR/MWh_th | TTF (ZTP ~ TTF) | reference
CH | gas_basis_eur_mwhth | 0 | EUR/MWh_th | TTF proxy | reference
IT_NORTH | gas_basis_eur_mwhth | 3 | EUR/MWh_th | PSV-TTF spread +2..5 | reference
ES | gas_basis_eur_mwhth | 2.5 | EUR/MWh_th | MIBGAS-TTF spread +2..5 | reference
GB | gas_basis_eur_mwhth | 1.5 | EUR/MWh_th | NBP-TTF spread | reference

## dispatch_must_run
zone | tech | must_run_frac | source | scenario
ALL | lignite | 0.45 | technical min 40-50% + must-run (DE lignite = the classic neg-price driver) | reference
ALL | coal | 0.35 | hard-coal technical minimum ~30-40% | reference
ALL | gas | 0.15 | CHP heat-obligation share; CCGT/OCGT otherwise flexible | reference
ALL | biomass | 0.5 | subsidised baseload/CHP, largely must-run | reference
ALL | oil | 0 | peakers, fully flexible | reference

## dispatch_price_rules
zone | from_date | to_date | res_bid_eur_mwh | price_floor_eur_mwh | source | scenario
DEFAULT | 1990-01-01 | 2099-12-31 | -10 | -500 | EU day-ahead: negative prices permitted | reference
IT_NORTH | 1990-01-01 | 2024-12-31 | 0 | 0 | IT: negative prices prohibited until TIDE reform (Jan-2025) | reference
IT_NORTH | 2025-01-01 | 2099-12-31 | -10 | -500 | IT: TIDE reform permits negative prices from Jan-2025 | reference
ES | 1990-01-01 | 2023-11-30 | 0 | 0 | ES: negative prices only permitted from Dec-2023 | reference
ES | 2023-12-01 | 2099-12-31 | -10 | -500 | ES: negative prices permitted from Dec-2023 | reference

## dispatch_res_schemes
zone | scheme | volume_share | bid_floor_eur_mwh | trigger_hours | source | scenario | year
DE_LU | fit | 0.3 | -300 | 0 | EEG FiT paid regardless, pre-2016/small stock EXEMPT from par.51 -> no trigger; depth measured 2025: ~44 GW solar still on at <=-150, obs min -250 (right-censored) | reference
DE_LU | market_premium | 0.6 | -20 | 6 | MaStR mix; sliding premium ~AW-MW; §51 6h(2019) | reference
DE_LU | merchant | 0.1 | -2 | 0 | post-EEG / merchant; floor measured 2025 (576 neg h: p50 -2.0) — 0.0 pinned the boundary and starved the par.51 trigger runs | reference
DE_REST | fit | 0.25 | -55 | 6 | proxy: EEG-like | reference
DE_REST | market_premium | 0.55 | -20 | 6 | proxy | reference
DE_REST | merchant | 0.2 | 0 | 0 | proxy | reference
BE | gc_residential | 0.45 | -500 | 0 | Flanders/Wallonia GC paid regardless (residential+legacy); measured 2025: solar yield 0.96 at <=-150, 6.9 GW on at obs min -462 (right-censored -> exchange-floor convention) | reference
BE | gc_offshore | 0.15 | -300 | 0 | offshore GC (~2.3 GW); measured 2025: wind_resp 1.15 through -150, halves below -> certificate-value floor | reference
BE | merchant | 0.4 | -2 | 0 | merchant/CfD + responsive share; floor measured 2025 (519 neg h: p50 -2.7) | reference
FR | complement_remuneration | 0.55 | -5 | 1 | CR stops at negative prices | reference
FR | obligation_achat | 0.25 | -40 | 0 | OA FiT-like, paid regardless (older/small) | reference
FR | merchant | 0.2 | 0 | 0 | merchant/PPA | reference
GB | roc | 0.4 | -45 | 0 | ROCs paid per MWh regardless | reference
GB | cfd | 0.35 | -5 | 6 | CfD 6h negative-price rule | reference
GB | merchant | 0.25 | 0 | 0 | merchant | reference
IT_NORTH | cfd | 0.35 | -5 | 6 | FER1/CfD 6h rule | reference
IT_NORTH | merchant | 0.65 | 0 | 0 | merchant/PPA | reference
CH | kev | 0.75 | -50 | 0 | Pronovo KEV feed-in tariff, paid regardless | reference
CH | merchant | 0.25 | 0 | 0 | post-KEV / merchant | reference
IT_NORTH | conto_energia | 0 | -70 | 0 | Conto Energia FiT paid regardless | reference
NL | net_metering | 0.3 | -500 | 0 | salderingsregeling: rooftop PV netted at retail, never sees spot -> price-insensitive (FiT-regardless analog); ~10 of ~35 GW RES | reference
NL | sde | 0.55 | -20 | 6 | SDE+/++ sliding premium (level: DE market_premium analog); Dutch negative-price rule = no subsidy in >=6h negative runs -> 6h trigger | reference
NL | merchant | 0.15 | -2 | 0 | subsidy-free offshore tenders + PPA; floor measured 2025 (584 neg h: p50 -2.5) | reference
ES | recore | 0.62 | 0 | 0 | measured 2022: no negative hours observed -> nothing bids below zero | reference | 2022
ES | merchant | 0.38 | 0 | 0 | measured 2022: no negative hours observed -> nothing bids below zero | reference | 2022
ES | recore | 0.62 | 0 | 0 | measured 2023: no negative hours observed -> nothing bids below zero | reference | 2023
ES | merchant | 0.38 | 0 | 0 | measured 2023: no negative hours observed -> nothing bids below zero | reference | 2023
ES | recore | 0.62 | -1.01 | 0 | measured 2024: 247 neg h (2.81% of hours), p50 -0.10, p10 -1.01, min -2.00; below-zero share = net-load quantile at the observed negative frequency | reference | 2024
ES | merchant | 0.38 | 0 | 0 | measured 2024: 247 neg h (2.81% of hours), p50 -0.10, p10 -1.01, min -2.00; below-zero share = net-load quantile at the observed negative frequency | reference | 2024
ES | recore | 0.62 | -5.8 | 0 | measured 2025: 556 neg h (6.35% of hours), p50 -1.00, p10 -5.80, min -15.00; below-zero share = net-load quantile at the observed negative frequency | reference | 2025
ES | merchant | 0.38 | 0 | 0 | measured 2025: 556 neg h (6.35% of hours), p50 -1.00, p10 -5.80, min -15.00; below-zero share = net-load quantile at the observed negative frequency | reference | 2025

## dispatch_res_vintages
zone | tech | vintage_year | capacity_mw | scheme | source | scenario
BE | solar | 2011 | 3000 | green_certificate | VREG/CWaPE GC; PV boom | reference
BE | solar | 2020 | 4000 | green_certificate | recent PV | reference
BE | wind_onshore | 2013 | 2000 | green_certificate | onshore GC | reference
BE | wind_offshore | 2019 | 2300 | green_certificate | North Sea offshore | reference
IT_NORTH | solar | 2011 | 16000 | conto_energia | Conto Energia 2010-13 boom (paid regardless) | reference
IT_NORTH | solar | 2022 | 7000 | merchant | post-CE merchant/FER1 | reference
IT_NORTH | wind_onshore | 2012 | 8000 | conto_energia | GRIN/CIP-6 era | reference
IT_NORTH | wind_onshore | 2022 | 3500 | cfd | FER1 auctions (6h rule) | reference
ES | solar | 2009 | 4000 | recore | RD661/2007 old FiT | reference
ES | solar | 2020 | 15000 | merchant | 2019+ merchant/PPA surge | reference
ES | wind_onshore | 2008 | 18000 | recore | pre-moratorium wind | reference
ES | wind_onshore | 2021 | 10000 | merchant | recent merchant/auction | reference

## dispatch_projection
variable | annual_growth | unit | source | scenario
demand | 0.8 | %/yr | electrification (heat pumps + EV), net of efficiency | reference
res | 4.5 | %/yr | RES build-out (PV+wind), aggregate CAGR | reference
coal | -8 | %/yr | coal phase-out | reference
lignite | -8 | %/yr | lignite phase-out | reference

## dispatch_tyndp
zone | variable | year | value
FR | demand_twh | 2025 | 460
FR | demand_twh | 2030 | 540
FR | demand_twh | 2040 | 680
FR | demand_twh | 2050 | 640
FR | cap_nuclear_gw | 2025 | 64.01
FR | cap_nuclear_gw | 2030 | 64.01
FR | cap_nuclear_gw | 2040 | 50.53
FR | cap_nuclear_gw | 2050 | 17.712
FR | cap_gas_gw | 2025 | 12
FR | cap_gas_gw | 2030 | 11
FR | cap_gas_gw | 2040 | 8
FR | cap_gas_gw | 2050 | 5
FR | cap_coal_gw | 2025 | 1
FR | cap_coal_gw | 2030 | 0
FR | cap_coal_gw | 2040 | 0
FR | cap_coal_gw | 2050 | 0
FR | cap_flex_gw | 2025 | 2
FR | cap_flex_gw | 2030 | 8
FR | cap_flex_gw | 2040 | 18
FR | cap_flex_gw | 2050 | 28
FR | cap_wind_gw | 2025 | 27
FR | cap_wind_gw | 2030 | 34.6
FR | cap_wind_gw | 2040 | 60
FR | cap_wind_gw | 2050 | 100
FR | cap_solar_gw | 2025 | 20
FR | cap_solar_gw | 2030 | 48
FR | cap_solar_gw | 2040 | 80
FR | cap_solar_gw | 2050 | 130
FR | cap_hydro_gw | 2025 | 20.95
FR | cap_hydro_gw | 2030 | 20.95
FR | cap_hydro_gw | 2040 | 21.95
FR | cap_hydro_gw | 2050 | 21.95
DE_LU | demand_twh | 2025 | 530
DE_LU | demand_twh | 2030 | 750
DE_LU | demand_twh | 2040 | 850
DE_LU | demand_twh | 2050 | 800
DE_LU | cap_lignite_gw | 2025 | 15
DE_LU | cap_lignite_gw | 2030 | 8
DE_LU | cap_lignite_gw | 2040 | 1
DE_LU | cap_lignite_gw | 2050 | 0
DE_LU | cap_coal_gw | 2025 | 15
DE_LU | cap_coal_gw | 2030 | 8
DE_LU | cap_coal_gw | 2040 | 1
DE_LU | cap_coal_gw | 2050 | 0
DE_LU | cap_gas_gw | 2025 | 30
DE_LU | cap_gas_gw | 2030 | 35
DE_LU | cap_gas_gw | 2040 | 40
DE_LU | cap_gas_gw | 2050 | 45
DE_LU | cap_wind_gw | 2025 | 70
DE_LU | cap_wind_gw | 2030 | 145
DE_LU | cap_wind_gw | 2040 | 220
DE_LU | cap_wind_gw | 2050 | 280
DE_LU | cap_flex_gw | 2025 | 3
DE_LU | cap_flex_gw | 2030 | 15
DE_LU | cap_flex_gw | 2040 | 32
DE_LU | cap_flex_gw | 2050 | 45
DE_LU | cap_solar_gw | 2025 | 90
DE_LU | cap_solar_gw | 2030 | 215
DE_LU | cap_solar_gw | 2040 | 350
DE_LU | cap_solar_gw | 2050 | 400
DE_LU | cap_hydro_gw | 2025 | 5
DE_LU | cap_hydro_gw | 2030 | 5
DE_LU | cap_hydro_gw | 2040 | 5
DE_LU | cap_hydro_gw | 2050 | 5
BE | demand_twh | 2025 | 85
BE | demand_twh | 2030 | 95
BE | demand_twh | 2040 | 115
BE | demand_twh | 2050 | 135
BE | cap_nuclear_gw | 2025 | 2.077
BE | cap_nuclear_gw | 2030 | 2
BE | cap_nuclear_gw | 2040 | 2
BE | cap_nuclear_gw | 2050 | 0
BE | cap_gas_gw | 2025 | 8
BE | cap_gas_gw | 2030 | 9
BE | cap_gas_gw | 2040 | 8
BE | cap_gas_gw | 2050 | 6
BE | cap_wind_gw | 2025 | 5
BE | cap_wind_gw | 2030 | 9.9
BE | cap_wind_gw | 2040 | 14
BE | cap_wind_gw | 2050 | 15
BE | cap_solar_gw | 2025 | 8
BE | cap_solar_gw | 2030 | 15.5
BE | cap_solar_gw | 2040 | 25.5
BE | cap_solar_gw | 2050 | 30
BE | cap_flex_gw | 2025 | 0.5
BE | cap_flex_gw | 2030 | 3
BE | cap_flex_gw | 2040 | 8
BE | cap_flex_gw | 2050 | 12
CH | demand_twh | 2025 | 60
CH | demand_twh | 2030 | 64.1
CH | demand_twh | 2040 | 71.5
CH | demand_twh | 2050 | 80
CH | cap_nuclear_gw | 2025 | 2.96
CH | cap_nuclear_gw | 2030 | 1.2
CH | cap_nuclear_gw | 2040 | 0
CH | cap_nuclear_gw | 2050 | 0
CH | cap_hydro_gw | 2025 | 8.319
CH | cap_hydro_gw | 2030 | 10.4
CH | cap_hydro_gw | 2040 | 12.6
CH | cap_hydro_gw | 2050 | 9.319
CH | cap_wind_gw | 2025 | 0.1
CH | cap_wind_gw | 2030 | 0.3
CH | cap_wind_gw | 2040 | 1.2
CH | cap_wind_gw | 2050 | 3
CH | cap_solar_gw | 2025 | 8.5
CH | cap_solar_gw | 2030 | 9.8
CH | cap_solar_gw | 2040 | 24.1
CH | cap_solar_gw | 2050 | 35
CH | cap_flex_gw | 2025 | 0.5
CH | cap_flex_gw | 2030 | 2
CH | cap_flex_gw | 2040 | 4
CH | cap_flex_gw | 2050 | 6
IT_NORTH | demand_twh | 2025 | 160
IT_NORTH | demand_twh | 2030 | 170
IT_NORTH | demand_twh | 2040 | 195
IT_NORTH | demand_twh | 2050 | 220
IT_NORTH | cap_gas_gw | 2025 | 25
IT_NORTH | cap_gas_gw | 2030 | 24
IT_NORTH | cap_gas_gw | 2040 | 20
IT_NORTH | cap_gas_gw | 2050 | 15
IT_NORTH | cap_coal_gw | 2025 | 3
IT_NORTH | cap_coal_gw | 2030 | 0
IT_NORTH | cap_coal_gw | 2040 | 0
IT_NORTH | cap_coal_gw | 2050 | 0
IT_NORTH | cap_wind_gw | 2025 | 0.15
IT_NORTH | cap_wind_gw | 2030 | 0.6
IT_NORTH | cap_wind_gw | 2040 | 0.499
IT_NORTH | cap_wind_gw | 2050 | 0.701
IT_NORTH | cap_solar_gw | 2025 | 15
IT_NORTH | cap_solar_gw | 2030 | 36
IT_NORTH | cap_solar_gw | 2040 | 61
IT_NORTH | cap_solar_gw | 2050 | 80
IT_NORTH | cap_hydro_gw | 2025 | 13
IT_NORTH | cap_hydro_gw | 2030 | 13
IT_NORTH | cap_hydro_gw | 2040 | 13
IT_NORTH | cap_hydro_gw | 2050 | 13
IT_NORTH | cap_flex_gw | 2025 | 1
IT_NORTH | cap_flex_gw | 2030 | 9
IT_NORTH | cap_flex_gw | 2040 | 22
IT_NORTH | cap_flex_gw | 2050 | 30
ES | demand_twh | 2025 | 250
ES | demand_twh | 2030 | 357.7
ES | demand_twh | 2040 | 408
ES | demand_twh | 2050 | 380
ES | cap_nuclear_gw | 2025 | 7.398
ES | cap_nuclear_gw | 2030 | 3.18
ES | cap_nuclear_gw | 2040 | 0
ES | cap_nuclear_gw | 2050 | 0
ES | cap_gas_gw | 2025 | 26
ES | cap_gas_gw | 2030 | 26.6
ES | cap_gas_gw | 2040 | 18
ES | cap_gas_gw | 2050 | 12
ES | cap_coal_gw | 2025 | 2
ES | cap_coal_gw | 2030 | 0
ES | cap_coal_gw | 2040 | 0
ES | cap_coal_gw | 2050 | 0
ES | cap_wind_gw | 2025 | 30
ES | cap_wind_gw | 2030 | 62
ES | cap_wind_gw | 2040 | 87
ES | cap_wind_gw | 2050 | 95
ES | cap_solar_gw | 2025 | 30
ES | cap_solar_gw | 2030 | 76.3
ES | cap_solar_gw | 2040 | 131
ES | cap_solar_gw | 2050 | 160
ES | cap_hydro_gw | 2025 | 20
ES | cap_hydro_gw | 2030 | 14.5
ES | cap_hydro_gw | 2040 | 14.5
ES | cap_hydro_gw | 2050 | 20
ES | cap_flex_gw | 2025 | 2
ES | cap_flex_gw | 2030 | 8
ES | cap_flex_gw | 2040 | 16
ES | cap_flex_gw | 2050 | 22
DE_REST | demand_twh | 2025 | 520
DE_REST | demand_twh | 2030 | 560
DE_REST | demand_twh | 2040 | 620
DE_REST | demand_twh | 2050 | 690
DE_REST | cap_flex_gw | 2025 | 2
DE_REST | cap_flex_gw | 2030 | 8
DE_REST | cap_flex_gw | 2040 | 15
DE_REST | cap_flex_gw | 2050 | 22
DE_LU | cap_nuclear_gw | 2025 | 0
DE_LU | cap_nuclear_gw | 2030 | 0
DE_LU | cap_nuclear_gw | 2040 | 0
DE_LU | cap_nuclear_gw | 2050 | 0
NL | cap_nuclear_gw | 2025 | 0.485
NL | cap_nuclear_gw | 2030 | 0.485
NL | cap_nuclear_gw | 2040 | 2.5
NL | cap_nuclear_gw | 2050 | 0
FR | cap_nuclear_gw | 2019 | 64.01
BE | cap_nuclear_gw | 2019 | 5.943
CH | cap_nuclear_gw | 2019 | 2.96
ES | cap_nuclear_gw | 2019 | 7.398
DE_LU | cap_nuclear_gw | 2019 | 8.349
NL | cap_nuclear_gw | 2019 | 0.485
BE | cap_gas_gw | 2019 | 6.642
BE | cap_solar_gw | 2019 | 3.369
BE | cap_wind_gw | 2019 | 3.796
BE | demand_twh | 2019 | 84.9
CH | demand_twh | 2019 | 63.4
DE_LU | cap_coal_gw | 2019 | 25.293
DE_LU | cap_gas_gw | 2019 | 31.745
DE_LU | cap_lignite_gw | 2019 | 21.205
DE_LU | cap_solar_gw | 2019 | 45.435
DE_LU | cap_wind_gw | 2019 | 59.339
DE_LU | demand_twh | 2019 | 502.5
ES | cap_coal_gw | 2019 | 9.561
ES | cap_gas_gw | 2019 | 30.266
ES | cap_solar_gw | 2019 | 6.751
ES | cap_wind_gw | 2019 | 22.961
ES | demand_twh | 2019 | 250
FR | cap_coal_gw | 2019 | 3.966
FR | cap_gas_gw | 2019 | 11.952
FR | cap_solar_gw | 2019 | 8.188
FR | cap_wind_gw | 2019 | 13.61
FR | demand_twh | 2019 | 467.2
IT_NORTH | demand_twh | 2019 | 165
FR | cap_nuclear_gw | 2023 | 64.01
FR | cap_nuclear_gw | 2028 | 64.01
FR | cap_nuclear_gw | 2032 | 64.01
FR | cap_nuclear_gw | 2035 | 64.01
FR | cap_nuclear_gw | 2045 | 35.824
BE | cap_nuclear_gw | 2023 | 3.929
BE | cap_nuclear_gw | 2028 | 2.077
BE | cap_nuclear_gw | 2032 | 2.077
BE | cap_nuclear_gw | 2035 | 2.077
BE | cap_nuclear_gw | 2045 | 0
CH | cap_nuclear_gw | 2023 | 2.96
CH | cap_nuclear_gw | 2028 | 2.96
CH | cap_nuclear_gw | 2032 | 2.23
CH | cap_nuclear_gw | 2035 | 2.23
CH | cap_nuclear_gw | 2045 | 0
ES | cap_nuclear_gw | 2023 | 7.398
ES | cap_nuclear_gw | 2028 | 5.305
ES | cap_nuclear_gw | 2032 | 2.153
ES | cap_nuclear_gw | 2035 | 0
ES | cap_nuclear_gw | 2045 | 0
DE_LU | cap_nuclear_gw | 2023 | 0
DE_LU | cap_nuclear_gw | 2028 | 0
DE_LU | cap_nuclear_gw | 2032 | 0
DE_LU | cap_nuclear_gw | 2035 | 0
DE_LU | cap_nuclear_gw | 2045 | 0
NL | cap_nuclear_gw | 2023 | 0.485
NL | cap_nuclear_gw | 2028 | 0.485
NL | cap_nuclear_gw | 2032 | 0.485
NL | cap_nuclear_gw | 2035 | 0
NL | cap_nuclear_gw | 2045 | 0
CH | cap_solar_gw | 2019 | 2.498
CH | cap_wind_gw | 2019 | 0.075
IT_NORTH | cap_solar_gw | 2019 | 9.2625
IT_NORTH | cap_wind_gw | 2019 | 0.129
FR | cap_psp_gw | 2025 | 5.05
FR | cap_psp_gw | 2030 | 5.05
FR | cap_psp_gw | 2040 | 5.05
FR | cap_psp_gw | 2050 | 5.05
CH | cap_psp_gw | 2025 | 6.681
CH | cap_psp_gw | 2030 | 6.681
CH | cap_psp_gw | 2040 | 6.681
CH | cap_psp_gw | 2050 | 6.681
CH | cap_hydro_gw | 2019 | 6.053
CH | cap_psp_gw | 2019 | 6.641
DE_LU | cap_hydro_gw | 2019 | 5.317
ES | cap_hydro_gw | 2019 | 20.302
FR | cap_hydro_gw | 2019 | 19.234
FR | cap_psp_gw | 2019 | 5.023
NL | cap_solar_gw | 2025 | 29.28
NL | cap_solar_gw | 2030 | 59.3
NL | cap_solar_gw | 2040 | 75
NL | cap_solar_gw | 2050 | 60
NL | cap_wind_gw | 2025 | 11.92
NL | cap_wind_gw | 2030 | 25
NL | cap_wind_gw | 2040 | 66
NL | cap_wind_gw | 2050 | 78
NL | demand_twh | 2025 | 122
NL | demand_twh | 2030 | 171
NL | demand_twh | 2040 | 224
NL | demand_twh | 2050 | 273
NL | cap_solar_gw | 2019 | 7.226
NL | cap_wind_gw | 2019 | 4.484
NL | demand_twh | 2019 | 113.9
GB | cap_solar_gw | 2019 | 13.346
GB | cap_wind_gw | 2019 | 22.017
GB | cap_solar_gw | 2023 | 15.136
GB | cap_solar_gw | 2025 | 21.793
GB | cap_solar_gw | 2030 | 40.471
GB | cap_solar_gw | 2035 | 69.189
GB | cap_solar_gw | 2040 | 85.213
GB | cap_solar_gw | 2045 | 100.922
GB | cap_solar_gw | 2050 | 107.886
GB | cap_wind_gw | 2023 | 28.413
GB | cap_wind_gw | 2025 | 40.003
GB | cap_wind_gw | 2030 | 80.925
GB | cap_wind_gw | 2035 | 119.816
GB | cap_wind_gw | 2040 | 133.171
GB | cap_wind_gw | 2045 | 137.362
GB | cap_wind_gw | 2050 | 140.687
GB | demand_twh | 2022 | 343.4
GB | demand_twh | 2025 | 336.3
GB | demand_twh | 2030 | 376.2
GB | demand_twh | 2035 | 455.9
GB | demand_twh | 2040 | 544.4
GB | demand_twh | 2045 | 629.3
GB | demand_twh | 2050 | 662.9
PT | cap_solar_gw | 2019 | 0.97
PT | cap_solar_gw | 2030 | 20.8
PT | cap_wind_gw | 2019 | 5.127
PT | cap_wind_gw | 2030 | 12.4
PT | demand_twh | 2019 | 50.35
PT | demand_twh | 2024 | 50
PT | demand_twh | 2030 | 90
PT | cap_solar_gw | 2023 | 4.04
PT | cap_solar_gw | 2024 | 5.43
PT | cap_wind_gw | 2024 | 5.333

## dispatch_README
sheet | columns | units | description
commodities | commodity, year, price | EUR/MWh_th, EUR/t | annual fuel/EUA trajectories (monthly shape applied downstream)
zone_basis | zone, hub | - | gas hub per zone (TTF / PSV / MIBGAS)
must_run | zone, tech, min_gen_frac | fraction | thermal must-run floors (CHP heat obligation etc.)
price_rules | zone, date_from, res_bid, price_floor | EUR/MWh | market rules per zone-period (IT/ES pre-reform 0-floors)
res_schemes | zone, scheme, volume_share, bid_floor_eur_mwh, trigger_hours | share, EUR/MWh, h | RES subsidy bid tranches + paragraph-51-style triggers (FLEX: FR tranches repriced by the oa_ladder, triggers zeroed)
res_vintages | zone, tech, vintage_year, capacity_mw, scheme | MW | RES capacity by vintage/scheme, drives OA/CR expiry (20y support roll-off)
projection | variable, annual_growth | pct/yr | structural CAGR fallbacks (demand, res, coal, lignite)
tyndp | zone, variable, year, value | GW / TWh | TYNDP capacity-demand trajectories incl. cap_flex_gw adequacy fleet
flex_costs (FLEX, absent=defaults) | variable, year, value | EUR/MWh, EUR/MW, fraction | c_mod=45 (revealed socle bid -40 => srmc-(-40)); c_start_<class/tech> (300-340 nuc, 20-90 fossil); u_commit_frac kappa=0.90 (scheduled commitment; kappa*alpha_op=0.67=observed fleet floor); alpha_band_op=0.74 (revealed socle share - fleet-operating band floor)
minstab (FLEX, absent=0) | zone, year, value | MW | grid-stability nuclear must-run P_minstab (C7) - CRE minimum-injection, 2026+ regime (0 for backtest years); availability-clamped in the LP
reserves (FLEX, absent=defaults) | variable, year, value | MW | r_up_req=1500 (committed headroom), r_down_req=1000 (footroom above technical minimum) - C6 fleet reserves
oa_ladder (FLEX, absent=defaults) | variable, year, value | EUR/MWh | downward bid ladder: cr_bid=-1 (CR suspension instantaneous, encoded in the bid, trigger=0), oa_bid=-500 (legacy OA paid-regardless => market floor), mer_bid=-0.01 (merchant curtails just below zero; also the fired-tranche floor), market_floor=-500, market_cap=4000

## dispatch_nuclear_newbuild
zone | unit | capacity_mw | commissioning_year | scenario
FR | EPR2 Penly 1 | 1670 | 2038 | reference
FR | EPR2 Penly 2 | 1670 | 2040 | reference
FR | EPR2 Gravelines 1 | 1670 | 2041 | reference
FR | EPR2 Gravelines 2 | 1670 | 2043 | reference
FR | EPR2 Bugey 1 | 1670 | 2044 | reference
FR | EPR2 Bugey 2 | 1670 | 2046 | reference

## dispatch_ntc_newbuild
border | project | capacity_mw | commissioning_year | scenario | source
DE_LU-BE | ALEGrO | 1000 | 2020 | built | 2019 249/312 -> 2022 1164/1298; first DE-BE link, border was AC-coupled only before
FR-GB | IFA2 | 1000 | 2021 | built | FR-GB 2019 2036 -> 2022 3071
FR-GB | ElecLink | 1000 | 2022 | built | FR-GB 2022 3071 -> 2023 4087
FR-IT_NORTH | Savoie-Piemont | 1200 | 2023 | built | FR->IT 2019 3563 -> 2024 4554; half capacity 2022-11, full 2023-08 (RTE)
DK-GB | Viking Link | 1400 | 2023 | built | DK-GB 2022 0/0 -> 2023 1408/1454
FR-ES | Bay of Biscay (Golfe de Gascogne) | 2200 | 2028 | reference | INELFE (RTE/REE) + EIB EUR 1.6 bn 2025; doubles FR-ES to 5000 MW. Corroborated by TYNDP 2024 reference grid ES00-FR00 = 5000/5000, i.e. today's 2800 + 2200
CH-AT_SI | TYNDP 2024 candidate 2030 | 1000 | 2030 | tyndp_candidate | ENTSO-E TYNDP 2024, sheet '3. Elec Invest Candidates'
DE_LU-AT_SI | TYNDP 2024 candidate 2030 | 2000 | 2030 | tyndp_candidate | ENTSO-E TYNDP 2024, sheet '3. Elec Invest Candidates'
DE_LU-AT_SI | TYNDP 2024 candidate 2040 | 2000 | 2040 | tyndp_candidate | ENTSO-E TYNDP 2024, sheet '3. Elec Invest Candidates'
IT_NORTH-AT_SI | TYNDP 2024 candidate 2030 | 1000 | 2030 | tyndp_candidate | ENTSO-E TYNDP 2024, sheet '3. Elec Invest Candidates'
IT_NORTH-AT_SI | TYNDP 2024 candidate 2035 | 500 | 2035 | tyndp_candidate | ENTSO-E TYNDP 2024, sheet '3. Elec Invest Candidates'
IT_NORTH-AT_SI | TYNDP 2024 candidate 2040 | 1150 | 2040 | tyndp_candidate | ENTSO-E TYNDP 2024, sheet '3. Elec Invest Candidates'
DE_LU-BE | TYNDP 2024 candidate 2030 | 1000 | 2030 | tyndp_candidate | ENTSO-E TYNDP 2024, sheet '3. Elec Invest Candidates'
DE_LU-BE | TYNDP 2024 candidate 2040 | 3000 | 2040 | tyndp_candidate | ENTSO-E TYNDP 2024, sheet '3. Elec Invest Candidates'
FR-BE | TYNDP 2024 candidate 2030 | 1000 | 2030 | tyndp_candidate | ENTSO-E TYNDP 2024, sheet '3. Elec Invest Candidates'
FR-BE | TYNDP 2024 candidate 2040 | 2000 | 2040 | tyndp_candidate | ENTSO-E TYNDP 2024, sheet '3. Elec Invest Candidates'
BE-GB | TYNDP 2024 candidate 2035 | 1400 | 2035 | tyndp_candidate | ENTSO-E TYNDP 2024, sheet '3. Elec Invest Candidates'
BE-GB | TYNDP 2024 candidate 2040 | 2000 | 2040 | tyndp_candidate | ENTSO-E TYNDP 2024, sheet '3. Elec Invest Candidates'
BE-NL | TYNDP 2024 candidate 2030 | 2000 | 2030 | tyndp_candidate | ENTSO-E TYNDP 2024, sheet '3. Elec Invest Candidates'
BE-NL | TYNDP 2024 candidate 2035 | 2000 | 2035 | tyndp_candidate | ENTSO-E TYNDP 2024, sheet '3. Elec Invest Candidates'
DE_LU-CH | TYNDP 2024 candidate 2030 | 1000 | 2030 | tyndp_candidate | ENTSO-E TYNDP 2024, sheet '3. Elec Invest Candidates'
DE_LU-CH | TYNDP 2024 candidate 2035 | 300 | 2035 | tyndp_candidate | ENTSO-E TYNDP 2024, sheet '3. Elec Invest Candidates'
DE_LU-CH | TYNDP 2024 candidate 2040 | 2000 | 2040 | tyndp_candidate | ENTSO-E TYNDP 2024, sheet '3. Elec Invest Candidates'
FR-CH | TYNDP 2024 candidate 2040 | 2000 | 2040 | tyndp_candidate | ENTSO-E TYNDP 2024, sheet '3. Elec Invest Candidates'
CH-IT_NORTH | TYNDP 2024 candidate 2030 | 2000 | 2030 | tyndp_candidate | ENTSO-E TYNDP 2024, sheet '3. Elec Invest Candidates'
CH-IT_NORTH | TYNDP 2024 candidate 2035 | 1000 | 2035 | tyndp_candidate | ENTSO-E TYNDP 2024, sheet '3. Elec Invest Candidates'
DE_LU-DK | TYNDP 2024 candidate 2030 | 1000 | 2030 | tyndp_candidate | ENTSO-E TYNDP 2024, sheet '3. Elec Invest Candidates'
DE_LU-DK | TYNDP 2024 candidate 2040 | 4000 | 2040 | tyndp_candidate | ENTSO-E TYNDP 2024, sheet '3. Elec Invest Candidates'
FR-DE_LU | TYNDP 2024 candidate 2040 | 2000 | 2040 | tyndp_candidate | ENTSO-E TYNDP 2024, sheet '3. Elec Invest Candidates'
DE_LU-NL | TYNDP 2024 candidate 2030 | 1000 | 2030 | tyndp_candidate | ENTSO-E TYNDP 2024, sheet '3. Elec Invest Candidates'
DE_LU-NL | TYNDP 2024 candidate 2035 | 1000 | 2035 | tyndp_candidate | ENTSO-E TYNDP 2024, sheet '3. Elec Invest Candidates'
DE_LU-NL | TYNDP 2024 candidate 2040 | 1000 | 2040 | tyndp_candidate | ENTSO-E TYNDP 2024, sheet '3. Elec Invest Candidates'
DE_LU-PL_CZ | TYNDP 2024 candidate 2040 | 7000 | 2040 | tyndp_candidate | ENTSO-E TYNDP 2024, sheet '3. Elec Invest Candidates'
DK-GB | TYNDP 2024 candidate 2035 | 1400 | 2035 | tyndp_candidate | ENTSO-E TYNDP 2024, sheet '3. Elec Invest Candidates'
FR-ES | TYNDP 2024 candidate 2030 | 3000 | 2030 | tyndp_candidate | ENTSO-E TYNDP 2024, sheet '3. Elec Invest Candidates'
FR-ES | TYNDP 2024 candidate 2040 | 3000 | 2040 | tyndp_candidate | ENTSO-E TYNDP 2024, sheet '3. Elec Invest Candidates'
ES-PT | TYNDP 2024 candidate 2040 | 2000 | 2040 | tyndp_candidate | ENTSO-E TYNDP 2024, sheet '3. Elec Invest Candidates'
FR-GB | TYNDP 2024 candidate 2035 | 1250 | 2035 | tyndp_candidate | ENTSO-E TYNDP 2024, sheet '3. Elec Invest Candidates'
FR-GB | TYNDP 2024 candidate 2040 | 2600 | 2040 | tyndp_candidate | ENTSO-E TYNDP 2024, sheet '3. Elec Invest Candidates'
FR-IT_NORTH | TYNDP 2024 candidate 2030 | 2000 | 2030 | tyndp_candidate | ENTSO-E TYNDP 2024, sheet '3. Elec Invest Candidates'
NL-GB | TYNDP 2024 candidate 2030 | 2000 | 2030 | tyndp_candidate | ENTSO-E TYNDP 2024, sheet '3. Elec Invest Candidates'
IT_NORTH-IT_SOUTH | TYNDP 2024 candidate 2030 | 4000 | 2030 | tyndp_candidate | ENTSO-E TYNDP 2024, sheet '3. Elec Invest Candidates'